{"text_format":"1","workbook":"xlsx","n_sheets":21,"sheets":["00はじめに","流出係数算出","降雨強度","単位対策量早見表","01流出計算（Q-Tグラフ）","浸透施設_比浸透量","浸透施設能力","02流出計算（QT-Sグラフ）","03-①調整池容量の概算","04-①調節計算（自然調節方式）","04-②調節計算（2段）","04-③調節計算（ポンプ）","流入量定義","浸透施設能力（貯留浸透モデル_道路管理者用）","１．行為区域の概要","２．使用降雨強度及びピーク流入量","３．流出抑制施設諸元 （一定量）","３．流出抑制施設諸元 （浸透施設）","３．流出抑制施設諸元（調整池諸元）","３．流出抑制施設諸元（調整池諸元_ポンプ排水）","３．流出抑制施設諸元 （調節計算結果）"],"not_rendered":{"charts":6,"images":10,"macros":1,"external_links":0,"defined_names":1,"comments":0,"pivot_tables":0},"unopened":[],"bounds":{"document_bytes":16777216,"sheet_cells":100000,"rows_first":2000,"rows_last":500,"rows_between":2000,"halvings":0,"cell_chars":16384,"cell_head_chars":4096},"cells_cut":0,"cells_raw":0,"read":"whole","date_system":"1900"}

{"sheet":"00はじめに","index":0,"n_rows":8,"n_cols":11,"rows_kept":8,"cut":false,"hidden":false,"merged":[]}
["※計算フローは以下の通りです。"]
[]
[]
[]
[]
[]
[]
[null,null,null,null,null,null,null,null,null,null,"※「降雨強度」シートに記載した内容はクリアされません。"]

{"sheet":"流出係数算出","index":1,"n_rows":32,"n_cols":10,"rows_kept":32,"cut":false,"hidden":false,"merged":[[7,1,7,4],[27,1,31,3],[1,4,2,5],[24,2,26,3],[19,1,26,1],[4,1,4,7],[19,2,20,3],[6,1,6,3],[21,2,23,3],[8,1,18,1],[8,2,18,3]]}
[null,null,null,null,null,null,null,null,"行為前Σan","行為後Σan"]
[null,null,null,null,"流出係数算定結果",null,"行為前","行為後",{"$f":"SUM($G$9:$G$96)","v":0},{"$f":"SUM($H$9:$H$96)","v":0}]
[null,null,null,null,null,null,{"$f":"$I$4/$I$2","v":{"$error":"#DIV/0!"}},{"$f":"$J$4/$J$2","v":{"$error":"#DIV/0!"}},"行為前Σ(fn*an)","行為後Σ(fn*an)"]
[null,null,null,null,null,null,null,null,{"$f":"SUM($I$9:$I$96)","v":0},{"$f":"SUM($J$9:$J$96)","v":0}]
[null,"雨水浸透阻害行為の技術基準として設定する流出係数"]
[]
[null,"区分",null,null,"土地利用の形態の細区分","流出係数","行為前面積\n（ha）","行為後面積\n（ha）"]
[null,"計",null,null,null,"－",{"$f":"SUM(G9:G32)","v":0},{"$f":"SUM(H9:H32)","v":0}]
[null,"宅地等に該当する土地","第１号関連",null,"宅地",0.9,null,null,{"$f":"$F9*$G9","v":0},{"$f":"$F9*$H9","v":0}]
[null,null,null,null,"池沼",1,null,null,{"$f":"$F10*$G10","v":0},{"$f":"$F10*$H10","v":0}]
[null,null,null,null,"水路",1,null,null,0,0]
[null,null,null,null,"ため池",1,null,null,0,0]
[null,null,null,null,"道路(法面を有しないもの）",0.9,null,null,0,0]
[null,null,null,null,"道路（法面を有するもの）",null,null,null,0,0]
[null,null,null,null,"鉄道線路（法面を有しないもの）",0.9,null,null,0,0]
[null,null,null,null,"鉄道線路（法面を有するもの）",null,null,null,0,0]
[null,null,null,null,"飛行場（法面を有しないもの）",0.9,null,null,0,0]
[null,null,null,null,"飛行場（法面を有するもの）",null,null,null,0,0]
[null,null,null,null,"太陽光パネル",0.9,null,null,0,0]
[null,"宅地等以外の土地","第２号\n関　連",null,"不浸透性材料により舗装された土地（法面を除く）",0.95,null,null,0,0]
[null,null,null,null,"不浸透性材料により覆われた法面",1,null,null,0,0]
[null,null,"第３号\n関　連",null,"ゴルフ場（雨水を排除するための排水施設を伴うものに限る）",0.5,null,null,0,0]
[null,null,null,null,"運動場その他これに類する施設（雨水を排除するための排水施設を伴うものに限る）",0.8,null,null,0,0]
[null,null,null,null,"ローラーその他これに類する建設機械を用いて締め固められた土地",0.5,null,null,0,{"$f":"$F24*$H24","v":0}]
[null,null,"上記第１号から第３号に掲げる土地以外の土地",null,"山地",0.3,null,null,0,0]
[null,null,null,null,"人工的に造成され植生に覆われた法面",0.4,null,null,0,0]
[null,null,null,null,"林地、耕地、原野その他ローラーその他これに類する建設機械を用いて締め固められていない土地",0.2,null,null,{"$f":"$F27*$G27","v":0},0]
[null,"そ\n\n\nの\n\n\n他",null,null,null,null,null,null,0,0]
[null,null,null,null,null,null,null,null,0,0]
[null,null,null,null,null,null,null,null,0,0]
[null,null,null,null,null,null,null,null,0,0]
[null,null,null,null,null,null,null,null,0,0]

{"sheet":"降雨強度","index":2,"n_rows":146,"n_cols":32,"rows_kept":146,"cut":false,"hidden":false,"merged":[[2,13,2,17]]}
["※降雨は対象地域の降雨に変更して下さい"]
["時","分","降雨量\n（mm/h）","時","分","降雨量\n（mm/h）","時","分","降雨量\n（mm/h）","時","分","降雨量\n（mm/h）",null,null,null,null,null,null,null,null,"タルボット","シャーマン","久野・石黒","クリーブランド","久野・石黒 任意のn"]
[0,"0－10",3.0302138564704819,6,"0－10",4.6384259856656627,12,"0－10",48.948787579993194,18,"0－10",4.5227878455154951,null,"降雨強度式",null,null,null,null,null,1,52.221976633332311,147.39563986280584,133.39880056882288,112.4645420609186,112.4645420609186,3.0302138564704819,null,52.221976633332311,147.39563986280584,133.39880056882288,112.4645420609186,112.4645420609186]
[null,"10－20",3.0562013515836952,null,"10－20",4.7200198887230727,null,"10－20",28.995077842403248,null,"10－20",4.4498317851874845,null,null,null,null,null,null,null,2,3.0406528121739385,47.094072949599024,72.181616846514771,48.948787579993194,48.948787579993194,3.0562013515836952,null,27.631314722753125,97.24485640620243,102.79020870766882,80.706664820455899,80.706664820455899]
[null,"20－30",3.0827904964410209,null,"20－30",4.8055434286956142,null,"20－30",21.973217396715825,null,"20－30",4.3799228113052777,null,4,null,null,null,null,null,3,1.0937944120715457,34.245558523112749,56.625112433431639,35.659109800608149,35.659109800608149,3.0827904964410209,null,18.785474619192598,76.245090445172536,87.401843282923096,65.690813147173316,65.690813147173316]
[null,"30－40",3.1100042346743066,null,"30－40",4.8953131680918887,null,"30－40",18.169668382986288,null,"30－40",4.3128596458087713,null,null,null,null,null,null,null,4,0.56329632243583205,27.895443284398937,48.223126081986038,28.995077842403248,28.995077842403248,3.1100042346743066,null,14.229930045003407,64.157678654979136,77.607163982688832,56.516879320980799,56.516879320980799]
[null,"40－50",3.1378667386234156,null,"40－50",4.9896820705502023,null,"40－50",15.72127402504151,null,"40－50",4.2484589498650394,null,null,"タルボット式　I = a / ( t + b)",null,null,null,null,5,0.343415477981452,23.959575754460957,42.73855434727875,24.850766223520083,24.850766223520083,3.1378667386234156,null,11.452627131599016,56.118058074875499,70.633442055606821,50.183656701488658,50.183656701488658]
[null,"50－60",3.1664034946478523,null,"50－60",5.0890450216611498,null,"50－60",13.987014115268209,null,"50－60",4.1865533312673051,null,null,"シャーマン式 I = a / tn",null,null,null,null,6,0.23125510364677382,21.227709625622367,38.791146453287809,21.973217396715825,21.973217396715825,3.1664034946478523,null,9.5823984602736427,50.302999999999983,65.326392788553648,45.481916817359846,45.481916817359846]
[1,"0－10",3.1956413957535688,7,"0－10",5.1938454033097514,13,"0－10",12.681050046504083,19,"0－10",4.1269896148268117,null,null,"久野・石黒  I = a / (t0.5 + b)",null,null,null,null,7,0.16632909504500049,19.195910997955082,35.772805907655879,19.83460524352796,19.83460524352796,3.1956413957535688,null,8.2372456938124081,45.859130142564993,61.104451805568253,41.818015163955295,41.818015163955295]
[null,"10－20",3.2256088422943776,null,"10－20",5.3045829667144062,null,"10－20",11.654759325030113,null,"10－20",4.0696273358009876,null,null,"クリーブランド　I = a / (tn + b)",null,null,null,null,8,0.125379748260805,17.612347090325954,33.367235134707414,18.169668382986288,18.169668382986288,3.2256088422943776,null,7.2232624506184573,42.328282261035113,57.637299721710647,38.861971816334169,38.861971816334169]
[null,"20－30",3.25633585158198,null,"20－30",5.4218233174375428,null,"20－30",10.822476904842404,null,"20－30",4.0143374232332008,null,null,"久野・石黒変形　任意のn",null,null,null,null,9,9.7895191422352923E-2,16.335560332070884,31.39120539390575,16.828976112530597,16.828976112530597,3.25633585158198,null,6.4315549773744456,39.440202046705757,54.721067018621213,36.413861182578216,36.413861182578216]
[null,"30－40",3.2878541773530969,null,"30－40",5.5462094159227036,null,"30－40",10.131013265985985,null,"30－40",3.9610010456192413,null,null,null,null,null,null,null,10,7.855529236347536E-2,15.27928941470276,29.730163165732222,15.72127402504151,15.72127402504151,3.2878541773530969,null,5.7962550088733487,37.024110783505456,52.221976633332311,34.344602466824547,34.344602466824547]
[null,"40－50",3.32019744015372,null,"40－50",5.6784756179931719,null,"40－50",9.5454271720078054,null,"40－50",3.909508595826992,null,null,null,null,null,null,null,11,6.4431279589371115E-2,14.387613232993544,28.308282030967916,14.787367954330136,14.787367954330136,3.32019744015372,null,5.2751801243929872,34.966247369822554,50.048004396753733,32.566672056597781,32.566672056597781]
[null,"50－60",3.3534012698329434,null,"50－60",5.8194649432580263,null,"50－60",9.0417253276901306,null,"50－60",3.8597587958964823,null,null,"降雨強度式",null,null,null,null,12,5.3802256842196527E-2,13.622517545605206,27.073087681666948,13.987014115268209,13.987014115268209,3.3534012698329434,null,4.8400653020970879,33.187603217804444,48.133428003829835,31.01836722815365,31.01836722815365]
[2,"0－10",3.3875034615011828,8,"0－10",5.9701504830393333,14,"0－10",8.6028322729303,20,"0－10",3.8116579053777286,null,null,"a",586.79261137703895,null,null,null,13,4.5602974793347073E-2,12.957161406029456,25.986947329709437,13.291802896139188,13.291802896139188,3.3875034615011828,null,4.4712605076891077,31.631415386129444,46.429852567359035,29.654785356460231,29.654785356460231]
[null,"10－20",3.4225441464669757,null,"10－20",6.1316621690142483,null,"10－20",8.21623204487355,null,"10－20",3.7651190193894308,null,null,"b",1.2365071030746901,null,null,null,14,3.9145299546518686E-2,12.371995010264641,25.022069991643548,12.681050046504083,12.681050046504083,3.4225441464669757,null,4.1546808499646373,30.2557425021391,44.900725240522213,28.442375691463361,28.442375691463361]
[null,"20－30",3.4585659798859751,null,"20－30",6.3053205578548841,null,"20－30",7.872520771501172,null,"20－30",3.7200614446480813,null,null,"n",0.6,null,null,null,15,3.3968599780536124E-2,11.852405171155851,24.157423901422362,12.139302376967692,12.139302376967692,3.4585659798859751,null,3.8799666999523637,29.028853346740217,43.517838484582221,27.355504137163649,27.355504137163649]
[null,"30－40",3.495614347077094,null,"30－40",6.4926799043408892,null,"30－40",7.5644823380550861,null,"30－40",3.6764101434682743,null,null,null,null,null,null,null,16,2.9755087544266701E-2,11.387226141807218,23.376758208147862,11.654759325030113,11.654759325030113,3.495614347077094,null,3.6393284741768577,27.926251646431904,42.259020967305077,26.374207586405305,26.374207586405305]
[null,"40－50",3.5337375907350861,null,"40－50",6.6955836863556897,null,"40－50",7.286477889212847,null,"40－50",3.6340952371687081,null,1,null,null,null,null,null,17,2.6279767001049947E-2,10.96776388882472,22.667289692566669,11.21823846909632,11.21823846909632,3.5337375907350861,null,3.4267961972841632,26.928693543043245,41.106566186438108,25.482679991269482,25.482679991269482]
[null,"50－60",3.5729872615760314,null,"50－60",6.91623705274435,null,"50－60",7.034030790033853,null,"50－60",3.5930515615532386,null,null,null,null,null,null,null,18,2.3379714752074676E-2,10.587137196250751,22.018805349008403,10.822476904842404,10.822476904842404,3.5729872615760314,null,3.237717503810158,26.020829301554773,40.046135028803128,24.668224264245755,24.668224264245755]
[3,"0－10",3.6134183953199681,9,"0－10",7.1573026190943665,15,"0－10",6.8035372982072886,21,"0－10",3.5532182681447466,null,null,null,null,null,null,null,19,2.0934604756455144E-2,10.239820955609105,21.42303357888386,10.461647035435362,10.461647035435362,3.6134183953199681,null,3.0684131407020687,25.190249914926056,39.065971794596848,23.920509673255737,23.920509673255737]
[null,"10－20",3.6550898193343073,null,"10－20",7.4220290156332567,null,"10－20",6.5920603852872546,null,"10－20",3.5145384657258774,null,null,null,null,null,null,null,20,1.8854007646361026E-2,9.9213222980796445,20.873193828373928,10.131013265985985,10.131013265985985,3.6550898193343073,null,2.9159351840492831,24.426803534083735,38.156332896285704,23.231034852892247,23.231034852892247]
[null,"20－30",3.6980644927479034,null,"20－30",7.7144262346541836,null,"20－30",6.3971799258924875,null,"20－30",3.4769588974712633,null,null,null,null,null,null,null,21,1.7068898821648304E-2,9.6279462657609542,20.363667728894939,9.826683676668722,9.826683676668722,3.6980644927479034,null,2.7778939323717768,23.722096045115983,37.309063126409953,22.592732415929223,22.592732415929223]
[null,"30－40",3.7424098844309128,null,"30－40",8.0395092415581075,null,"30－40",6.2168819425929769,null,"30－40",3.44042964958021,null,null,null,null,null,null,null,22,1.5525853413365098E-2,9.356623212314787,19.889754792749386,9.5454271720078054,9.5454271720078054,3.7424098844309128,null,2.6523317469645762,23.069120007261382,36.517276383970838,21.999673086660067,21.999673086660067]
[null,"40－50",3.7881983939065549,null,"40－50",8.4036434905184478,null,"40－50",6.0494754435516143,null,"40－50",3.4049038878488318,null,null,null,null,null,null,null,23,1.418299854948657E-2,9.1047796245209156,19.447488106376909,9.2845366803753677,9.2845366803753677,3.7881983939065549,null,2.5376296274682679,22.461974773229191,35.77511167624936,21.446841068995514,21.446841068995514]
[null,"50－60",3.8355078210574902,null,"50－60",8.8150466075941267,null,"50－60",5.8935290984368294,null,"50－60",3.3703376190793506,null,null,null,null,null,null,null,24,1.3007140158919128E-2,8.8702400415477314,19.033493344520252,9.0417253276901306,9.0417253276901306,3.8355078210574902,null,2.4324370238303783,21.89565249274246,35.077544245760649,20.929961246441124,20.929961246441124]
[4,"0－10",3.8844218914343855,10,"0－10",9.2845366803753677,16,"0－10",5.7478224045972865,22,"0－10",3.3366894746135358,null,null,null,null,null,null,null,25,1.1971690310566885E-2,8.6511516107967736,18.64487955981599,8.8150466075941267,8.8150466075941267,3.8844218914343855,null,2.3356184104895861,21.365872457464633,34.420237658322861,20.445364660887243,20.445364660887243]
[null,"10－20",3.9350308450860894,null,"10－20",9.826683676668722,null,"10－20",5.6113075901578213,null,"10－20",3.3039205136104783,null,null,null,null,null,null,null,26,1.1055149935472741E-2,8.4459253656203828,18.279153614118513,8.6028322729303,8.6028322729303,3.9350308450860894,null,2.2462121312375047,20.868951415470622,33.799426733545772,19.989882645965825,19.989882645965825]
[null,"20－30",3.9874320981657547,null,"20－30",10.461647035435362,null,"20－30",5.4830795777045296,null,"20－30",3.2719940439840229,null,null,null,null,null,null,null,27,1.0239983123767615E-2,8.2531900223343655,17.934152429976052,8.4036434905184478,8.4036434905184478,3.9874320981657547,null,2.1633983479740331,20.401700993502615,33.211823981561707,19.560762677245549,19.560762677245549]
[null,"30－40",4.0417309881415804,null,"30－40",11.21823846909632,null,"30－40",5.3623520722954936,null,"30－40",3.2408754591557454,null,null,null,null,null,null,null,28,9.5117716103416683E-3,8.071755265752472,17.607988834883486,8.21623204487355,8.21623204487355,4.0417309881415804,null,2.0864738273896153,19.961345788940111,32.65454415489463,19.15560086894655,19.15560086894655]
[null,"40－50",4.0980416153544184,null,"40－50",12.139302376967692,null,"40－50",5.24843835420495,null,"40－50",3.2105320890095754,null,null,null,null,null,null,null,29,8.8585724832626056E-3,7.900582307574382,17.299007887659513,8.0395092415581075,8.0395092415581075,4.0980416153544184,null,2.0148319220480171,19.545457393030947,32.125042904300315,18.772287364553844,18.772287364553844]
[null,"50－60",4.156487795940734,null,"50－60",13.291802896139188,null,"50－60",5.140735722780164,null,"50－60",3.1809330636109507,null,null,null,null,null,null,null,30,8.2704251455822941E-3,7.7387600774513885,17.005751369971676,7.872520771501172,7.872520771501172,4.156487795940734,null,1.947946538817936,19.151900815844961,31.621066519822694,18.408961811452091,18.408961811452091]
[5,"0－10",4.2172041439015402,11,"0－10",14.787367954330136,17,"0－10",5.038712800527037,23,"0－10",3.1520491884205057,null,null,null,null,null,null,null,31,7.7389691655369575E-3,7.585485818473785,16.726928697702306,7.7144262346541836,7.7144262346541836,4.2172041439015402,null,1.8853591978614068,18.77879065463944,31.140610461044616,18.063976792845704,18.063976792845704]
[null,"10－20",4.2803373034572587,null,"10－20",16.828976112530597,null,"10－20",4.9418990974978669,null,"10－20",3.123852829882253,null,null,null,null,null,null,null,32,7.2571454005156966E-3,7.4400491574007219,16.461392923697986,7.5644823380550861,7.5644823380550861,4.2803373034572587,null,1.826668508722004,18.42445498285073,30.681884913002534,17.735867591133498,17.735867591133498]
[null,"20－30",4.346047356893223,null,"20－30",19.83460524352796,null,"20－30",4.8498763764629302,null,"20－30",3.0963178103777409,null,null,null,null,null,null,null,33,6.8189602823451878E-3,7.301818938952465,16.208120810943797,7.4220290156332567,7.4220290156332567,4.346047356893223,null,1.7715215527086809,18.087405405762905,30.243286000818937,17.423327028239552,17.423327028239552]
[null,"30－40",4.4145094381181025,null,"30－40",24.850766223520083,null,"30－40",4.7622714636842147,null,"30－40",3.0694193116626138,null,null,null,null,null,null,null,34,6.4192984559880983E-3,7.1702322758410446,15.966196184396722,7.286477889212847,7.286477889212847,4.4145094381181025,null,1.7196067805247783,17.766312078412259,29.823371594453576,17.125184406503472,17.125184406503472]
[null,"40－50",4.4859155882868436,null,"40－50",35.659109800608149,null,"40－50",4.6787502284169022,null,"40－50",3.0431337859836276,null,null,null,null,null,null,null,35,6.0537727588538814E-3,7.0447853878285969,15.734795942313326,7.1573026190943665,7.1573026190943665,4.4859155882868436,null,1.6706481231600376,17.459982744395585,29.420840861535282,16.840387784006069,16.840387784006069]
[null,"50－60",4.5604768974536682,null,"50－60",112.4645420609186,null,"50－60",4.5990125135980406,null,"50－60",3.0174388741722851,null,null,null,null,null,null,null,36,5.7186032707292611E-3,6.9250258950621628,15.513178239031731,7.034030790033853,7.034030790033853,4.5604768974536682,null,1.6244000809408901,17.167345054136323,29.034516899799073,16.567988978617951,16.567988978617951]
[null,null,null,null,null,null,null,null,null,null,null,null,null,null,null,null,null,null,null,37,5.4105191700841715E-3,6.8105463010675749,15.300672451691753,6.91623705274435,6.91623705274435,4.6384259856656627,null,1.5806436062984359,16.887431574323653,28.663331914715094,16.307130818459207,16.307130818459207]
[null,null,null,null,null,null,null,null,null,null,null,null,null,null,null,null,null,null,null,38,5.1266786107930784E-3,6.7009784547567506,15.096670621062231,6.8035372982072886,6.8035372982072886,4.7200198887230727,null,1.5391826345171822,16.619367018545578,28.306314512250545,16.057036252136786,16.057036252136786]
[null,null,null,null,null,null,null,null,null,null,null,null,null,null,null,null,null,null,null,39,4.8646029344325825E-3,6.5959888226293515,14.900620117120752,6.6955836863556897,6.6955836863556897,4.8055434286956142,null,1.4998411465278809,16.362357321214393,27.962578758529265,15.816999006860348,15.816999006860348]
[null,null,null,null,null,null,null,null,null,null,null,null,null,null,null,null,null,null,null,40,4.62212236008952E-3,6.4952744350143803,14.712017327483636,6.5920603852872546,6.5920603852872546,4.8953131680918887,null,1.462460670923686,16.115680249059391,27.631314722753125,15.58637554132102,15.58637554132102]
[null,null,null,null,null,null,null,null,null,null,null,null,null,null,null,null,null,null,null,41,4.3973309186569054E-3,6.3985593959047264,14.530402204238953,6.4926799043408892,6.4926799043408892,4.9896820705502023,null,1.4268981504357585,15.878677301421472,27.311780271082046,15.364578086760531,15.364578086760531]
[null,null,null,null,null,null,null,null,null,null,null,null,null,null,null,null,null,null,null,42,4.1885488760442513E-3,6.3055918662630575,14.35535353451337,6.3971799258924875,6.3971799258924875,5.0890450216611498,null,1.3930241123033844,15.650746695822464,27.003293920211366,15.151068606739862,15.151068606739862]
[null,null,null,null,null,null,null,null,null,null,null,null,null,null,null,null,null,null,null,43,3.9942912560704258E-3,6.2161414468849898,14.186484823911542,6.3053205578548841,6.3053205578548841,5.1938454033097514,null,1.3607210932092608,15.431337271428568,26.705228592390437,14.945353535835562,14.945353535835562]
[null,null,null,null,null,null,null,null,null,null,null,null,null,null,null,null,null,null,null,44,3.8132413568874313E-3,6.1299968998856684,14.02344070111053,6.2168819425929769,6.2168819425929769,5.3045829667144062,null,1.3298822783944342,15.219943172075322,26.417006140315895,14.746979181443685,14.746979181443685]
[null,null,null,null,null,null,null,null,null,null,null,null,null,null,null,null,null,null,null,45,3.644228376032288E-3,6.0469641583390512,13.865893767379021,6.1316621690142483,6.1316621690142483,5.4218233174375428,null,1.3004103217273586,15.016099193992293,26.138092532028409,14.555527692278584,14.555527692278584]
[null,null,null,null,null,null,null,null,null,null,null,null,null,null,null,null,null,null,null,46,3.4862084309565944E-3,5.9668645820602251,13.713541827369909,6.0494754435516143,6.0494754435516143,5.5462094159227036,null,1.2722163192643934,14.819376702428553,25.867993603666271,14.370613512958434,14.370613512958434]
[null,null,null,null,null,null,null,null,null,null,null,null,null,null,null,null,null,null,null,47,3.3382483990749279E-3,5.8895334244366495,13.566105447823247,5.9701504830393333,5.9701504830393333,5.6784756179931719,null,1.2452189135013014,14.629380036939363,25.606251302478118,14.191880257002708,14.191880257002708]
[null,null,null,null,null,null,null,null,null,null,null,null,null,null,null,null,null,null,null,48,3.1995121082815103E-3,5.8148184808400174,13.423325799249369,5.8935290984368294,5.8935290984368294,5.8194649432580263,null,1.2193435093056135,14.445743337853958,25.352440354494188,14.018997941199252,14.018997941199252]
[null,null,null,null,null,null,null,null,null,null,null,null,null,null,null,null,null,null,null,49,3.0692484954712995E-3,5.7425788937994184,13.284962742623748,5.8194649432580263,5.8194649432580263,5.9701504830393333,null,1.1945215856156106,14.268127736954886,25.106165301190707,13.851660533078004,13.851660533078004]
[null,null,null,null,null,null,null,null,null,null,null,null,null,null,null,null,null,null,null,50,2.9467814184727104E-3,5.6726840939425074,13.15079312887724,5.7478224045972865,5.7478224045972865,6.1316621690142483,null,1.1706900895316679,14.09621886409464,24.867057857744442,13.689583770508388,13.689583770508388]
[null,null,null,null,null,null,null,null,null,null,null,null,null,null,null,null,null,null,null,51,2.8315008632873173E-3,5.6050128588793768,13.020609283772274,5.6784756179931719,5.6784756179931719,6.3053205578548841,null,1.1477909015185623,13.929724628698262,24.634774552372434,13.532503218498286,13.532503218498286]
[null,null,null,null,null,null,null,null,null,null,null,null,null,null,null,null,null,null,null,52,2.7228553319460502E-3,5.5394524748541016,12.894217654727072,5.6113075901578213,5.6113075901578213,6.4926799043408892,null,1.1257703621688198,13.768373241124337,24.408994612033101,13.380172533337893,13.380172533337893]
[null,null,null,null,null,null,null,null,null,null,null,null,null,null,null,null,null,null,null,53,2.6203452335096244E-3,5.4758979881883079,12.771437599534011,5.5462094159227036,5.5462094159227036,6.6955836863556897,null,1.1045788524153233,13.611911443899128,24.189418064627461,13.232361908481002,13.232361908481002]
[null,null,null,null,null,null,null,null,null,null,null,null,null,null,null,null,null,null,null,54,2.5235171297310899E-3,5.4142515353938734,12.652100299698986,5.4830795777045296,5.4830795777045296,6.91623705274435,null,1.084170420280405,13.460102927074956,23.975764031943598,13.08885668013329,13.08885668013329]
[null,null,null,null,null,null,null,null,null,null,null,null,null,null,null,null,null,null,null,55,2.4319587116394814E-3,5.3544217423931286,12.536047783536105,5.4218233174375428,5.4218233174375428,7.1573026190943665,null,1.0645024482518819,13.312726905535287,23.767769191063461,12.949456073538821,12.949456073538821]
[null,null,null,null,null,null,null,null,null,null,null,null,null,null,null,null,null,null,null,56,2.3452944023603095E-3,5.2963231845901646,12.423132046148339,5.3623520722954936,5.3623520722954936,7.4220290156332567,null,1.0455353562188547,13.169576839089839,23.565186384904266,12.81397207351662,12.81397207351662]
[null,null,null,null,null,null,null,null,null,null,null,null,null,null,null,null,null,null,null,57,2.2631814990816679E-3,5.239875900664515,12.313214255133744,5.3045829667144062,5.3045829667144062,7.7144262346541836,null,1.0272323356097359,13.030459278766587,23.367783365083728,12.682228404976231,12.682228404976231]
[null,null,null,null,null,null,null,null,null,null,null,null,null,null,null,null,null,null,null,58,2.18530677954476E-3,5.1850049538921894,12.206164032326114,5.24843835420495,5.24843835420495,8.0395092415581075,null,1.0095591109747326,12.895192824889442,23.175341652449976,12.554059610997415,12.554059610997415]
[null,null,null,null,null,null,null,null,null,null,null,null,null,null,null,null,null,null,null,59,2.111383510147391E-3,5.1316400356130316,12.101858803109735,5.1938454033097514,5.1938454033097514,8.4036434905184478,null,0.99248372576346844,12.763607184393232,22.987655502461159,12.429310217646776,12.429310217646776]
[null,null,null,null,null,null,null,null,null,null,null,null,null,null,null,null,null,null,null,60,2.0411488026610414E-3,5.0797151061575505,12.000183205919939,5.140735722780164,5.140735722780164,8.8150466075941267,null,0.97597634948078837,12.635542316422637,22.804530964185471,12.307833976065666,12.307833976065666]
[null,null,null,null,null,null,null,null,null,null,null,null,null,null,null,null,null,null,null,61,1.974361273489933E-3,5.0291680691216243,11.901028555462972,5.0890450216611498,5.0890450216611498,9.2845366803753677,null,0.96000910377247195,12.510847656630817,22.625785023058874,12.189493173534444,12.189493173534444]
[null,null,null,null,null,null,null,null,null,null,null,null,null,null,null,null,null,null,null,62,1.910798966669347E-3,4.9799404754101033,11.804292353966503,5.038712800527037,5.038712800527037,9.826683676668722,null,0.94455590530786226,12.389381411772419,22.451244818718674,12.074158006227874,12.074158006227874]
[null,null,null,null,null,null,null,null,null,null,null,null,null,null,null,null,null,null,null,63,1.8502575073213734E-3,4.9319772538842699,11.709877845469009,4.9896820705502023,4.9896820705502023,10.461647035435362,null,0.9295923235967426,12.271009917202765,22.280746930254391,11.961706007248862,11.961706007248862]
[null,null,null,null,null,null,null,null,null,null,null,null,null,null,null,null,null,null,null,64,1.7925484565566308E-3,4.885226465845335,11.617693608733134,4.9418990974978669,4.9418990974978669,11.21823846909632,null,0.91509545211017718,12.155607050775306,22.114136722105624,11.852021524284003,11.852021524284003]
[null,null,null,null,null,null,null,null,null,null,null,null,null,null,null,null,null,null,null,65,1.7374978432300736E-3,4.8396390809040213,11.527653184897417,4.8953131680918887,4.8953131680918887,12.139302376967692,null,0.9010437912753011,12.04305369739267,21.951267744610114,11.744995241881048,11.744995241881048]
[null,null,null,null,null,null,null,null,null,null,null,null,null,null,null,null,null,null,null,66,1.6849448512346044E-3,4.7951687720751579,11.439674736399184,4.8498763764629302,4.8498763764629302,13.291802896139188,null,0.88741714208705769,11.933237259130284,21.792001183879645,11.640523743920168,11.640523743920168]
[null,null,null,null,null,null,null,null,null,null,null,null,null,null,null,null,null,null,null,67,1.6347406435244238E-3,4.7517717281809837,11.353680734134741,4.8055434286956142,4.8055434286956142,14.787367954330136,null,0.8741965092296915,11.826051206429549,21.63620535627151,11.538509112349651,11.538509112349651]
[null,null,null,null,null,null,null,null,null,null,null,null,null,null,null,null,null,null,null,68,1.5867473071082827E-3,4.7094064818702464,11.269597670112944,4.7622714636842147,4.7622714636842147,16.828976112530597,null,0.86136401273082996,11.721394666362499,21.483755243239766,11.438858558692807,11.438858558692807]
[null,null,null,null,null,null,null,null,null,null,null,null,null,null,null,null,null,null,null,69,1.5408369047733572E-3,4.6680337517364023,11.187355793197412,4.7200198887230727,4.7200198887230727,19.83460524352796,null,0.84890280728407552,11.619172044411396,21.334532062804371,11.341484085214985,11.341484085214985]
[null,null,null,null,null,null,null,null,null,null,null,null,null,null,null,null,null,null,null,70,1.4968906216310529E-3,4.6276162972008024,11.106888865766678,4.6787502284169022,4.6787502284169022,24.850766223520083,null,0.83679700847461203,11.519292676594102,21.188422874275261,11.246302172975012,11.246302172975012]
[null,null,null,null,null,null,null,null,null,null,null,null,null,null,null,null,null,null,null,71,1.454797995435797E-3,4.5881187849533944,11.028133939370719,4.6384259856656627,4.6384259856656627,35.659109800608149,null,0.82503162522842644,11.421670509106205,21.045320213220268,11.153233494280514,11.153233494280514]
[null,null,null,null,null,null,null,null,null,null,null,null,null,null,null,null,null,null,null,72,1.4144562217879297E-3,4.5495076658881999,10.951031147650156,4.5990125135980406,4.5990125135980406,112.4645420609186,null,0.81359249788111199,11.3262238029504,20.905121753976239,11.062202647326592,11.062202647326592]
[null,null,null,null,null,null,null,null,null,null,null,null,null,null,null,null,null,null,null,73,1.3757695258220792E-3,4.5117510615691572,10.875523514971746,4.5604768974536682,4.5604768974536682,48.948787579993194,null,0.8024662413282998,11.232874861287643,20.767729997277545,10.973137911026962,10.973137911026962]
[null,null,null,null,null,null,null,null,null,null,null,null,null,null,null,null,null,null,null,74,1.3386485930837466E-3,4.4748186593744776,10.801556779388875,4.5227878455154951,4.5227878455154951,28.995077842403248,null,0.79164019277782394,11.141549777478005,20.633051980819591,10.88597101824978,10.88597101824978]
[null,null,null,null,null,null,null,null,null,null,null,null,null,null,null,null,null,null,null,75,1.3030100536894906E-3,4.4386816155420092,10.729079228681258,4.4859155882868436,4.4859155882868436,21.973217396715825,null,0.78110236367483543,11.052178201985525,20.50099901079108,10.800636945850274,10.800636945850274]
[null,null,null,null,null,null,null,null,null,null,null,null,null,null,null,null,null,null,null,76,1.2687760136316228E-3,4.4033124654284848,10.658041548336769,4.4498317851874845,4.4498317851874845,18.169668382986288,null,0.77084139541613539,10.964693126504512,20.371486412600891,10.717073720052079,10.717073720052079]
[null,null,null,null,null,null,null,null,null,null,null,null,null,null,null,null,null,null,null,77,1.2358736289002081E-3,4.3686850403543076,10.588396680471533,4.4145094381181025,4.4145094381181025,15.72127402504151,null,0.76084651850980767,10.879030683827237,20.244433299196615,10.635222235871119,10.635222235871119]
[null,null,null,null,null,null,null,null,null,null,null,null,null,null,null,null,null,null,null,78,1.2042347175693635E-3,4.3347743904746494,10.520099692766053,4.3799228113052777,4.3799228113052777,13.987014115268209,null,0.75110751487144567,10.795129962117588,20.119762355524429,10.555026089402325,10.555026089402325]
[null,null,null,null,null,null,null,null,null,null,null,null,null,null,null,null,null,null,null,79,1.17379540626672E-3,4.3015567131668604,10.453107656583143,4.346047356893223,4.346047356893223,12.681050046504083,null,0.74161468297948141,10.712932832384034,19.997399637816311,10.476431421902211,10.476431421902211]
[null,null,null,null,null,null,null,null,null,null,null,null,null,null,null,null,null,null,null,80,1.1444958075728096E-3,4.2690092864753524,10.387379533525746,4.3128596458087713,4.3128596458087713,11.654759325030113,null,0.73235880563983247,10.632383788060176,19.877274386512678,10.399386774701043,10.399386774701043]
[null,null,null,null,null,null,null,null,null,null,null,null,null,null,null,null,null,null,null,81,1.1162797251387246E-3,4.2371104071999071,10.322876069742733,4.2803373034572587,4.2803373034572587,10.822476904842404,null,0.72333112013471279,10.553429795703876,19.759318851737742,10.323842954068404,10.323842954068404]
[null,null,null,null,null,null,null,null,null,null,null,null,null,null,null,null,null,null,null,82,1.0890943841204148E-3,4.2058393332466721,10.259559697376972,4.2484589498650394,4.2484589498650394,10.131013265985985,null,0.7145232905523885,10.476020155917812,19.643468130343098,10.249752905236654,10.249752905236654]
[null,null,null,null,null,null,null,null,null,null,null,null,null,null,null,null,null,null,null,83,1.0628901841158722E-3,4.1751762299049915,10.197394442576979,4.2172041439015402,4.2172041439015402,9.5454271720078054,null,0.70592738211421657,10.400106373676694,19.529660013623023,10.177071594859123,10.177071594859123]
[null,null,null,null,null,null,null,null,null,null,null,null,null,null,null,null,null,null,null,84,1.0376204728075322E-3,4.1451021197343607,10.136345839574687,4.1865533312673051,4.1865533312673051,9.0417253276901306,null,0.69753583733277125,10.325642037320238,19.417834844884354,10.105755901244935,10.105755901244935]
[null,null,null,null,null,null,null,null,null,null,null,null,null,null,null,null,null,null,null,85,1.0132413381143124E-3,4.1155988357810429,10.076380850359556,4.156487795940734,4.156487795940734,8.6028322729303,null,0.68934145385048118,10.252582705537424,19.307935386125237,10.035764511770768,10.035764511770768]
[null,null,null,null,null,null,null,null,null,null,null,null,null,null,null,null,null,null,null,86,9.897114173682553E-4,4.0866489778668438,10.017467789514058,4.1269896148268117,4.1269896148268117,8.21623204487355,null,0.68133736382218912,10.180885801727301,19.199906693141386,9.9670578269225825,9.9670578269225825]
[null,null,null,null,null,null,null,null,null,null,null,null,null,null,null,null,null,null,null,87,9.669917216328372E-4,4.0582358717153966,9.9595762538351664,4.0980416153544184,4.0980416153544184,7.872520771501172,null,0.67351701471758507,10.11051051517544,19.093695998436718,9.8995978704677761,9.8995978704677761]
[null,null,null,null,null,null,null,null,null,null,null,null,null,null,null,null,null,null,null,88,9.4504547421081497E-4,4.030343530697337,9.9026770563809805,4.0696273358009876,4.0696273358009876,7.5644823380550861,null,0.66587415143072848,10.041417708533643,18.989252601367902,9.8333482053011085,9.8333482053011085]
[null,null,null,null,null,null,null,null,null,null,null,null,null,null,null,null,null,null,null,89,9.2383796155814935E-4,4.0029566200071258,9.8467421646125786,4.0417309881415804,4.0417309881415804,7.286477889212847,null,0.65840279959399628,9.9735698311344692,18.886527764999865,9.7682738545465071,9.7682738545465071]
[null,null,null,null,null,null,null,null,null,null,null,null,null,null,null,null,null,null,null,90,9.0333639612794059E-4,3.9760604230813215,9.7917446423459751,4.0143374232332008,4.0143374232332008,7.034030790033853,null,0.65109725000290886,9.9069308377116556,18.785474619192598,9.7043412275319145,9.7043412275319145]
[null,null,null,null,null,null,null,null,null,null,null,null,null,null,null,null,null,null,null,91,8.8350978932538737E-4,3.9496408101027782,9.7376585952210917,3.9874320981657547,3.9874320981657547,6.8035372982072886,null,0.64395204406649587,9.8414661121335367,18.686048069478627,9.6415180502861322,9.6415180502861322]
[null,null,null,null,null,null,null,null,null,null,null,null,null,null,null,null,null,null,null,92,8.6432883455245246E-4,3.9236842084363843,9.684459119462872,3.9610010456192413,3.9610010456192413,6.5920603852872546,null,0.63696196020527907,9.7771423957890029,18.588204711326281,9.5797733002354057,9.5797733002354057]
[null,null,null,null,null,null,null,null,null,null,null,null,null,null,null,null,null,null,null,93,8.4576579867245982E-4,3.8981775748571863,9.6321222536789719,3.9350308450860894,3.9350308450860894,6.3971799258924875,null,0.6301220011256381,9.7139277202951124,18.491902749416095,9.5190771448036919,9.5190771448036919]
[null,null,null,null,null,null,null,null,null,null,null,null,null,null,null,null,null,null,null,94,8.2779442181646345E-4,3.8731083694482322,9.5806249334993936,3.909508595826992,3.909508595826992,6.2168819425929769,null,0.62342738190538471,9.6517913442222731,18.397101921587193,9.4594008836443653,9.4594008836443653]
[null,null,null,null,null,null,null,null,null,null,null,null,null,null,null,null,null,null,null,95,8.1038982442294127E-4,3.8484645310462611,9.5299449488527443,3.8844218914343855,3.8844218914343855,6.0494754435516143,null,0.61687351883084829,9.5907036935572627,18.303763427137358,9.4007168942526818,9.4007168942526818]
[null,null,null,null,null,null,null,null,null,null,null,null,null,null,null,null,null,null,null,96,7.9352842104896126E-4,3.8242344541305329,9.4800609037099548,3.8597587958964823,3.8597587958964823,5.8935290984368294,null,0.61045601893074619,9.5306363056465671,18.211849859184991,9.3429985807281373,9.3429985807281373]
[null,null,null,null,null,null,null,null,null,null,null,null,null,null,null,null,null,null,null,97,7.7718784045543998E-4,3.8004069670578247,9.4309521781124204,3.8355078210574902,3.8355078210574902,5.7478224045972865,null,0.60417067015661952,9.4715617763827655,18.121325140823416,9.2862203254738009,9.2862203254738009]
[null,null,null,null,null,null,null,null,null,null,null,null,null,null,null,null,null,null,null,98,7.6134685135542668E-4,3.776971311547868,9.3825988923526893,3.8116579053777286,3.8116579053777286,5.6113075901578213,null,0.59801343216370861,9.4134537104150624,18.032154464818614,9.2303574436360858,9.2303574436360858]
[null,null,null,null,null,null,null,null,null,null,null,null,null,null,null,null,null,null,null,99,7.4598529342040365E-4,3.7539171233390789,9.3349818731537653,3.7881983939065549,3.7881983939065549,5.4830795777045296,null,0.59198042764986736,9.3562866741819715,17.944304236619978,9.1753861401034644,9.1753861401034644]
[null,null,null,null,null,null,null,null,null,null,null,null,null,null,null,null,null,null,null,100,7.3108401310406634E-4,3.7312344139336346,9.2880826217080994,3.7651190193894308,3.7651190193894308,5.3623520722954936,null,0.58606793421349967,9.3000361515794889,17.857742020470859,9.1212834688963245,9.1212834688963245]
[null,null,null,null,null,null,null,null,null,null,null,null,null,null,null,null,null,null,null,101,7.1662480382883587E-4,3.7089135533641411,9.2418832834828208,3.7424098844309128,3.7424098844309128,5.24843835420495,null,0.58027237669459208,9.2446785020922082,17.772436488421473,9.0680272947927065,9.0680272947927065]
[null,null,null,null,null,null,null,null,null,null,null,null,null,null,null,null,null,null,null,102,7.0259035053510388E-4,3.6869452539111762,9.1963666196484155,3.7200614446480813,3.7200614446480813,5.140735722780164,null,0.57459031996572874,9.1901909212276873,17.688357372060953,9.0155962570461909,9.0155962570461909]
[null,null,null,null,null,null,null,null,null,null,null,null,null,null,null,null,null,null,null,103,6.889641775771338E-4,3.6653205547123662,9.1515159800417223,3.6980644927479034,3.6980644927479034,5.038712800527037,null,0.56901846214254281,9.1365514031061803,17.60547541679863,8.9639697350627117,8.9639697350627117]
[null,null,null,null,null,null,null,null,null,null,null,null,null,null,null,null,null,null,null,104,6.7573060051273615E-4,3.6440308072081962,9.1073152775772996,3.6764101434682743,3.6764101434682743,4.9418990974978669,null,0.56355362818540788,9.0837387050686988,17.523762338536887,8.913127815912766,8.913127815912766]
[null,null,null,null,null,null,null,null,null,null,null,null,null,null,null,null,null,null,null,105,6.6287468090564516E-4,3.6230676613647574,9.0637489639893829,3.6550898193343073,3.6550898193343073,4.8498763764629302,null,0.55819276386631744,9.0317323141762813,17.443190782588815,8.8630512635643992,8.8630512635643992]
[null,null,null,null,null,null,null,null,null,null,null,null,null,null,null,null,null,null,null,106,6.5038218416901827E-4,3.6024230526350038,9.0208020068509995,3.6340952371687081,3.6340952371687081,4.7622714636842147,null,0.55293293007686317,8.9805124154824956,17.363734284704496,8.8137214897304776,8.8137214897304776]
[null,null,null,null,null,null,null,null,null,null,null,null,null,null,null,null,null,null,null,107,6.382395400379437E-4,3.5820891896007652,8.9784598677765644,3.6134183953199681,3.6134183953199681,4.6787502284169022,null,0.54777129745502373,8.9300598619695819,17.285367234079001,8.7651205262313141,8.7651205262313141]
[null,null,null,null,null,null,null,null,null,null,null,null,null,null,null,null,null,null,null,108,6.2643380584859187E-4,3.5620585422658451,8.9367084817349678,3.5930515615532386,3.5930515615532386,4.5990125135980406,null,0.54270514131012393,8.8803561460463989,17.208064838223965,8.7172309987805914,8.7172309987805914]
[null,null,null,null,null,null,null,null,null,null,null,null,null,null,null,null,null,null,null,109,6.1495263193478422E-4,3.5423238309494991,8.8955342374224529,3.5729872615760314,3.5729872615760314,4.5227878455154951,null,0.53773183682683778,8.8313833725134003,17.131803089592758,8.6700361021089893,8.6700361021089893]
[null,null,null,null,null,null,null,null,null,null,null,null,null,null,null,null,null,null,null,110,6.0378422935514209E-4,3.5228780157524398,8.8549239586072872,3.5532182681447466,3.5532182681447466,4.4498317851874845,null,0.53284885453049702,8.7831242329064825,17.056558733856527,8.6235195763456787,8.6235195763456787]
[null,null,null,null,null,null,null,null,null,null,null,null,null,null,null,null,null,null,null,111,5.9291733963107163E-4,3.5037142865552369,8.81486488641508,3.5337375907350861,3.5337375907350861,4.3799228113052777,null,0.52805375599724602,8.7355619811375522,16.982309239735432,8.5776656845834207,8.5776656845834207]
[null,null,null,null,null,null,null,null,null,null,null,null,null,null,null,null,null,null,null,112,5.8234120629663266E-4,3.4848260535214877,8.7753446624838034,3.5145384657258774,3.5145384657258774,4.3128596458087713,null,0.52334418979375541,8.6886804103552659,16.909032770295685,8.5324591915579067,8.5324591915579067]
[null,null,null,null,null,null,null,null,null,null,null,null,null,null,null,null,null,null,null,113,5.7204554836687294E-4,3.4662069380748335,8.7363513129378134,3.495614347077094,3.495614347077094,4.2484589498650394,null,0.51871788763229176,8.6424638309545543,16.836708155628802,8.4878853433766608,8.4878853433766608]
[null,null,null,null,null,null,null,null,null,null,null,null,null,null,null,null,null,null,null,114,5.6202053524145867E-4,3.447850764320151,8.6978732331481297,3.4769588974712633,3.4769588974712633,4.1865533312673051,null,0.51417266072793166,8.5968970496682875,16.765314866835112,8.4439298482371399,8.4439298482371399]
[null,null,null,null,null,null,null,null,null,null,null,null,null,null,null,null,null,null,null,115,5.5225676328518603E-4,3.4297515508877723,8.6598991732178092,3.4585659798859751,3.4585659798859751,4.1269896148268117,null,0.50970639634563042,8.5519653496788912,16.694832991238439,8.400578858077564,8.400578858077564]
[null,null,null,null,null,null,null,null,null,null,null,null,null,null,null,null,null,null,null,116,5.427452338153671E-4,3.411903503169583,8.622418224156263,3.44042964958021,3.44042964958021,4.0696273358009876,null,0.50531705452570097,8.5076544716917422,16.625243208763592,8.3578189511077596,8.3578189511077596]
[null,null,null,null,null,null,null,null,null,null,null,null,null,null,null,null,null,null,null,117,5.3347733223318983E-4,3.39430100593529,8.5854198047168211,3.4225441464669757,3.4225441464669757,4.0143374232332008,null,0.50100266497703883,8.4639505959160459,16.556526769412766,8.3156371151706594,8.3156371151706594]
[null,null,null,null,null,null,null,null,null,null,null,null,null,null,null,null,null,null,null,118,5.2444480862590126E-4,3.3769386162950923,8.5488936488402487,3.4049038878488318,3.4049038878488318,3.9610010456192413,null,0.49676132412815399,8.4208403249023096,16.488665471780795,8.274020731888271,8.274020731888271]
[null,null,null,null,null,null,null,null,null,null,null,null,null,null,null,null,null,null,null,119,5.1563975932111816E-4,3.3598110569986375,8.5128297936853414,3.3875034615011828,3.3875034615011828,3.909508595826992,null,0.49259119232673521,8.378310667188833,16.421641642553102,8.2329575615488828,8.2329575615488828]
[null,null,null,null,null,null,null,null,null,null,null,null,null,null,null,null,null,null,null,120,5.0705460967037652E-4,3.3429132100487777,8.4772185682099916,3.3703376190793506,3.3703376190793506,3.8597587958964823,null,0.48849049117909299,8.3363490217126657,16.355438116933577,8.1924357286949707,8.1924357286949707]
[null,null,null,null,null,null,null,null,null,null,null,null,null,null,null,null,null,null,null,121,4.9868209765691063E-4,3.3262401106098878,8.4420505822770338,3.3534012698329434,3.3534012698329434,3.8116579053777286,null,0.48445750102139518,8.2949431629432215,16.290038219952944,8.1524437083737968,8.1524437083737968]
[null,null,null,null,null,null,null,null,null,null,null,null,null,null,null,null,null,null,null,122,4.9051525864740597E-4,3.3097869412026739,8.4073167162425761,3.3366894746135358,3.3366894746135358,3.7651190193894308,null,0.48049055851514316,8.2540812266994461,16.225425748611055,8.1129703130151061,8.1129703130151061]
[null,null,null,null,null,null,null,null,null,null,null,null,null,null,null,null,null,null,null,123,4.8254741078324059E-4,3.2935490261568248,8.3730081110265928,3.32019744015372,3.32019744015372,3.7200614446480813,null,0.47658805435982315,8.2137516966137341,16.161584954809555,8.0740046799024121,8.0740046799024121]
[null,null,null,null,null,null,null,null,null,null,null,null,null,null,null,null,null,null,null,124,4.7477214139490798E-4,3.2775218263248007,8.3391161586134785,3.3039205136104783,3.3039205136104783,3.6764101434682743,null,0.47274843111612619,8.1739433912081783,16.098500529033782,8.0355362592065092,8.0355362592065092]
[null,null,null,null,null,null,null,null,null,null,null,null,null,null,null,null,null,null,null,125,4.6718329406303383E-4,3.2617009340272034,8.3056324929798393,3.2878541773530969,3.2878541773530969,3.6340952371687081,null,0.46897018113354966,8.13464545155073,16.03615758474535,7.9975548025516821,7.9975548025516821]
[null,null,null,null,null,null,null,null,null,null,null,null,null,null,null,null,null,null,null,126,4.5977495643256816E-4,3.2460820682249505,8.27254898141382,3.2719940439840229,3.2719940439840229,3.5930515615532386,null,0.46525184457658841,8.0958473294608435,15.974541643449067,7.9600503520868591,7.9600503520868591]
[null,null,null,null,null,null,null,null,null,null,null,null,null,null,null,null,null,null,null,127,4.5254144868067669E-4,3.2306610699095017,8.2398577162200581,3.25633585158198,3.25633585158198,3.5532182681447466,null,0.46159200754408519,8.0575387762360293,15.91363862040002,7.9230132300356395,7.9230132300356395]
[null,null,null,null,null,null,null,null,null,null,null,null,null,null,null,null,null,null,null,128,4.45477312645437E-4,3.2154338976904455,8.2075510067720643,3.2408754591557454,3.2408754591557454,3.5145384657258774,null,0.45798930027665208,8.0197098318723921,15.853434810918552,7.8864340287006405,7.8864340287006405]
[null,null,null,null,null,null,null,null,null,null,null,null,null,null,null,null,null,null,null,129,4.3857730153007424E-4,3.2003966235802181,8.1756213719161224,3.2256088422943776,3.2256088422943776,3.4769588974712633,null,0.45444239544738757,7.9823508147538487,15.793916877282873,7.8503036008990419,7.8503036008990419]
[null,null,null,null,null,null,null,null,null,null,null,null,null,null,null,null,null,null,null,130,4.3183637012589315E-4,3.1855454289584486,8.1440615326853276,3.2105320890095754,3.2105320890095754,3.44042964958021,null,0.45095000653140865,7.9454523117861919,15.735071836170585,7.8146130508075844,7.8146130508075844]
[null,null,null,null,null,null,null,null,null,null,null,null,null,null,null,null,null,null,null,131,4.2524966563917133E-4,3.1708766007109261,8.1128644053349035,3.1956413957535688,3.1956413957535688,3.4049038878488318,null,0.44751088624999052,7.9090051689535548,15.676887046622221,7.7793537251964846,7.7793537251964846]
[null,null,null,null,null,null,null,null,null,null,null,null,null,null,null,null,null,null,null,132,4.1881251885911297E-4,3.1563865275334138,8.0820230946560514,3.1809330636109507,3.1809330636109507,3.3703376190793506,null,0.44412382508536075,7.8730004822761304,15.619350198501266,7.7445172050329578,7.7445172050329578]
[null,null,null,null,null,null,null,null,null,null,null,null,null,null,null,null,null,null,null,133,4.1252043602213462E-4,3.1420716963918949,8.0515308875737901,3.1664034946478523,3.1664034946478523,3.3366894746135358,null,0.44078764986243341,7.8374295891491803,15.562449301426621,7.7100952974360775,7.7100952974360775]
[null,null,null,null,null,null,null,null,null,null,null,null,null,null,null,null,null,null,null,134,4.0636909085378647E-4,3.1279286891299307,8.0213812470083212,3.1520491884205057,3.1520491884205057,3.3039205136104783,null,0.43750122239398875,7.8022840600445607,15.506172674154845,7.6760800279658117,7.6760800279658117]
[null,null,null,null,null,null,null,null,null,null,null,null,null,null,null,null,null,null,null,135,4.003543171364754E-4,3.1139541792213095,7.9915678059874153,3.1378667386234156,3.1378667386234156,3.2719940439840229,null,0.4342634381860121,7.7675556905569803,15.450508934390641,7.6424636332299425,7.6424636332299425]
[null,null,null,null,null,null,null,null,null,null,null,null,null,null,null,null,null,null,null,136,3.9447210173904068E-4,3.1001449286513889,7.9620843619945845,3.123852829882253,3.123852829882253,3.2408754591557454,null,0.43107322520009833,7.7332364937782634,15.395446989005375,7.6092385537935616,7.6092385537935616]
[null,null,null,null,null,null,null,null,null,null,null,null,null,null,null,null,null,null,null,137,3.8871857783107089E-4,3.0864977849330444,7.9329248715484937,3.1100042346743066,3.1100042346743066,3.2105320890095754,null,0.42792954267000877,7.6993186929837725,15.340976024644377,7.5763974273766328,7.5763974273766328]
[null,null,null,null,null,null,null,null,null,null,null,null,null,null,null,null,null,null,null,138,3.8309001853775726E-4,3.0730096782381224,7.9040834449992872,3.0963178103777409,3.0963178103777409,3.1809330636109507,null,0.42483137996963583,7.6657947146160499,15.287085498704919,7.5439330823259168,7.5439330823259168]
[null,null,null,null,null,null,null,null,null,null,null,null,null,null,null,null,null,null,null,139,3.7758283099975642E-4,3.0596776186509942,7.8755543415281863,3.0827904964410209,3.0827904964410209,3.1520491884205057,null,0.42177775552978952,7.6326571815515525,15.233765130667676,7.5118385313483271,7.5118385313483271]
[null,null,null,null,null,null,null,null,null,null,null,null,null,null,null,null,null,null,null,140,3.721935504756857E-4,3.046498693526928,7.8473319643476316,3.0694193116626138,3.0694193116626138,3.123852829882253,null,0.41876771580136585,7.5998989066370921,15.181004893765392,7.4801069654934293,7.4801069654934293]
[null,null,null,null,null,null,null,null,null,null,null,null,null,null,null,null,null,null,null,141,3.6691883502015799E-4,3.0334700649607385,7.8194108560901441,3.0562013515836952,3.0562013515836952,3.0963178103777409,null,0.41580033426259744,7.5675128864833585,15.12879500697337,7.4487317483735032,7.4487317483735032]
[null,null,null,null,null,null,null,null,null,null,null,null,null,null,null,null,null,null,null,142,3.6175546026839811E-4,3.0205889673511592,7.7917856943681727,3.0431337859836276,3.0431337859836276,3.0694193116626138,null,0.41287471046821483,7.5354922955035546,15.077125927307135,7.4177064106101929,7.4177064106101929]
[null,null,null,null,null,null,null,null,null,null,null,null,null,null,null,null,null,null,null,143,3.5670031447665451E-4,3.0078527050663979,7.7644512875199325,3.0302138564704819,3.0302138564704819,3.0431337859836276,null,0.40998996913846841,7.5038304801858118,15.025988342413516,7.3870246444973278,7.3870246444973278]
[null,null,null,null,null,null,null,null,null,null,null,null,null,null,null,null,null,null,null,144,3.5175039386814433E-4,2.9952586501949554,7.7374025705012173,3.0174388741722851,3.0174388741722851,3.0174388741722851,null,0.40714525928607537,7.4725209535886536,14.975373163441905,7.3566802988700708,7.3566802988700708]

{"sheet":"単位対策量早見表","index":3,"n_rows":16,"n_cols":18,"rows_kept":16,"cut":false,"hidden":false,"merged":[[15,2,17,4],[11,2,13,4],[4,9,4,17],[6,7,12,7],[4,7,5,8],[3,7,3,17],[1,1,1,17],[7,2,7,4],[8,2,8,4],[9,2,10,4]]}
[]
[null,"雨水浸透阻害行為に対する施設規模の早見表"]
[]
[null,null,null,null,null,null,null,"洪水調節容量（m3/ha）"]
[null,null,null,null,null,null,null,null,null,"雨水浸透阻害行為後の流出係数"]
[null,null,null,null,null,null,null,null,null,0.3,0.4,0.5,0.6,0.7,0.8,0.9,0.95,1]
[null,null,"【使用方法】",null,null,null,null,"雨水浸透阻害行為前の流出係数",0.2]
[null,null,"事前に「降雨強度」シートで降雨の一覧表を作成してください。",null,null,null,null,null,0.3]
[null,null,"雨水浸透阻害行為前後の流出係数は編集可能です。",null,null,null,null,null,0.4]
[null,null,"行為後流出係数が行為前流出係数よりも大きい箇所のみを対象に、「03-①調整池容量の概算」で調節容量を試算します。",null,null,null,null,null,0.5]
[null,null,null,null,null,null,null,null,0.6]
[null,null,"【計算方法・条件】\n「03-①調整池容量の概算」シートで、調整池高を1m～30mまで変化させた場合（調整池の形状は直方体）の試算を行い、最小となった必要容量が表示されます。オリフィスは円形とし、口径は調整池高、許容放流量に応じて自動で設定された値で試算します。",null,null,null,null,null,0.7]
[null,null,null,null,null,null,null,null,0.8]
[]
[]
[null,null,"【注意事項】\n早見表は概算結果（目安）であり、詳細検討の結果とは異なります。"]

{"sheet":"01流出計算（Q-Tグラフ）","index":4,"n_rows":27,"n_cols":11,"rows_kept":27,"cut":false,"hidden":false,"merged":[[1,1,1,5],[1,7,1,24],[22,2,24,4],[9,2,12,4],[17,2,18,5]]}
[]
[null,"流 出 計 算 条 件",null,null,null,null,null,"流 出 計 算 結 果"]
[]
[null,null,null,null,null,null,null,"時刻","行為前流入量","行為後流入量","降雨強度"]
[null,1,"流出計算の実行"]
[]
[null,null,"行為面積",{"$f":"流出係数算出!H8","v":0},"ha"]
[]
[null,null,"降雨量"]
[null,null,"※「降雨強度」シートに基準降雨を入力してください。（都道府県知事等により公示されている「基準降雨」の値に変更してください。）"]
[]
[]
[]
[]
[null,null,"流出係数"]
[null,null,"行為前"]
[null,null,"行為後"]
[null,null,"※「流出係数算出」シートで算出した諸元が入力されていますが、必要に応じて申請図書記載値に上書きすることができます。"]
[]
[]
[null,null,"流出計算結果の指定"]
[]
[null,null,"※「流入量定義」シートに計算された流出計算結果（行為後）を入力してください。"]
[]
[]
[]
[null,null,"許容放流量",null,"m3/s"]

{"sheet":"浸透施設_比浸透量","index":5,"n_rows":25,"n_cols":24,"rows_kept":25,"cut":false,"hidden":false,"merged":[[1,1,1,7],[3,1,3,7]]}
[]
[0,"比浸透量の算出"]
[]
[{"$f":"IFERROR(_xlfn.NUMBERVALUE(LEFT(B4,1)),0)","v":9},"9.大型貯留浸透槽（底面）"]
[null,null,null,null,null,null,null,null,null,null,null,null,null,null,null,null,null,null,null,null,null,null,null,"浸透施設の種類を選択してください"]
[null,null,null,null,null,null,null,null,null,null,null,null,null,null,null,null,null,null,null,null,null,null,null,"1.透水性舗装（浸透池）"]
[null,null,null,null,null,null,null,null,null,null,null,null,null,null,null,null,null,null,null,null,null,null,null,"2.浸透側溝および浸透トレンチ"]
[null,null,null,null,null,null,null,null,null,null,null,null,null,null,null,null,null,null,null,null,null,null,null,"3.円筒ます（側面および底面）"]
[null,null,null,null,null,null,null,null,null,null,null,null,null,null,null,null,null,null,null,null,null,null,null,"4.円筒ます（底面）"]
[null,null,null,null,null,null,null,null,null,null,null,null,null,null,null,null,null,null,null,null,null,null,null,"5.正方形ますおよび空隙貯留浸透施設（側面および底面）"]
[null,null,null,null,null,null,null,null,null,null,null,null,null,null,null,null,null,null,null,null,null,null,null,"6.正方形ます（底面）"]
[null,null,null,null,null,null,null,null,null,null,null,null,null,null,null,null,null,null,null,null,null,null,null,"7.矩形のますおよび空隙貯留浸透施設（側面および底面）"]
[null,null,null,null,null,null,null,null,null,null,null,null,null,null,null,null,null,null,null,null,null,null,null,"8.大型貯留浸透槽（側面および底面）"]
[null,null,null,null,null,null,null,null,null,null,null,null,null,null,null,null,null,null,null,null,null,null,null,"9.大型貯留浸透槽（底面）"]
[]
[null,null,null,"入力セル","適用範囲"]
[]
[null,null,"H：設計水頭（m）",null,"0.5m≦H≦5.0m"]
[null,null,"W：施設幅(m)",null,"5.0m≦W≦50.0m"]
[null,null,"D：施設直径(m)"]
[null,null,"L：施設延長(m)",null,"X=L/W 1.0≦X≦5.0m"]
[null,null,"係数 a"]
[null,null,"係数 b"]
[null,null,"係数 c"]
[null,null,"K：比浸透量"]

{"sheet":"浸透施設能力","index":6,"n_rows":62,"n_cols":24,"rows_kept":62,"cut":false,"hidden":false,"merged":[[35,16,37,16],[36,3,37,4],[36,5,37,5],[49,2,49,5],[49,6,51,6],[49,7,49,9],[49,15,51,15],[49,16,51,16],[50,3,51,4],[50,5,51,5],[35,7,35,9],[49,14,51,14],[35,14,37,14],[35,15,37,15],[35,6,37,6],[21,16,21,17],[22,3,23,4],[22,5,23,5],[22,16,23,16],[22,17,23,17],[21,7,21,9],[22,15,23,15],[21,14,23,14],[3,2,3,5],[3,15,3,16],[7,2,7,5],[7,6,9,6],[7,7,7,9],[7,14,9,14],[7,16,7,17],[8,3,9,4],[8,5,9,5],[8,16,9,16],[8,17,9,17],[8,15,9,15],[1,1,1,8],[1,14,1,19],[2,2,2,5],[2,8,2,9],[2,15,2,16],[2,19,2,20],[7,1,9,1],[8,2,9,2],[21,1,23,1],[21,2,21,5],[21,6,23,6],[49,1,51,1],[50,2,51,2],[35,1,37,1],[22,2,23,2],[36,2,37,2],[35,2,35,5]]}
[]
[null,"浸透施設能力算定結果",null,null,null,null,null,null,null,null,null,null,null,null,"空隙貯留量算定結果"]
[null,"浸透マス","浸透トレンチ",null,null,null,"透水性舗装","その他","浸透施設能力算定結果",null,null,null,null,null,"浸透マス","浸透トレンチ",null,"透水性舗装","その他","空隙貯留量算定結果"]
[null,{"$f":"SUM(K11:L20)","v":0},{"$f":"SUM(L25:L34)","v":0},null,null,null,{"$f":"SUM(L39:L48)","v":0},{"$f":"SUM(L53:L62)","v":0},{"$f":"B4+C4+G4+H4","v":0},"ｍ3/ｈｒ",null,null,null,null,{"$f":"SUM(M11:M20)","v":0},{"$f":"SUM(M25:M34)","v":0},null,{"$f":"SUM(M39:M48)/100","v":0},{"$f":"SUM(M53:M62)/100","v":0},{"$f":"O4+P4+R4+S4","v":0},"ｍ3"]
[null,null,null,null,null,null,null,null,{"$f":"I4/3600","v":0},"ｍ3/s"]
[null,null,null,null,null,null,null,"（開発エリア全体に対する全浸透施設の浸透強度:",{"$f":"I5/流出係数算出!G8*3600/10","v":{"$error":"#DIV/0!"}},"mm/hr)"]
[null,"条件設定",null,null,null,null,null,null,null,null,null,null,null,null,"条件設定"]
[null,"【浸透マス】","単位設計浸透能（ｍ3/ｈｒ/個）",null,null,null,"設置数量\n（個）","影響係数",null,null,null,null,null,null,"【浸透マス】\n1個あたり","ます部","砕石部"]
[null,null,"比浸透量（㎡）","飽和透水係数",null,"飽和透水係数\n（m/hr）",null,"（1）","（2）","（3）",null,null,null,null,null,"体積\n（ｍ3）","体積\n（ｍ3）","空隙率\n（％）"]
[null,null,null,null,null,null,null,"内容（１）","内容（２）","内容（３）",null,null,null,null,null,null,null,null,null,null,null,null,null,"単位リスト"]
[null,1,null,null,"単位",{"$f":"IF(E11=$X$11,0,IF(E11=$X$14,D11,IF(E11=$X$13,D11*3600,D11*3600/100)))","v":0},null,0.9,0.9,1,null,{"$f":"$C11*$F11*$G11*$H11*$I11*$J11","v":0},{"$f":"($P11+$Q11*$R11/100)*$G11","v":0},null,1]
[null,2,null,null,"単位",{"$f":"IF(E12=$X$11,0,IF(E12=$X$14,D12,IF(E12=$X$13,D12*3600,D12*3600/100)))","v":0},null,0.9,0.9,1,null,{"$f":"$C12*$F12*$G12*$H12*$I12*$J12","v":0},{"$f":"($P12+$Q12*$R12/100)*$G12","v":0},null,2,null,null,null,null,null,null,null,null,"cm/s"]
[null,3,null,null,"単位",{"$f":"IF(E13=$X$11,0,IF(E13=$X$14,D13,IF(E13=$X$13,D13*3600,D13*3600/100)))","v":0},null,0.9,0.9,1,null,{"$f":"$C13*$F13*$G13*$H13*$I13*$J13","v":0},{"$f":"($P13+$Q13*$R13/100)*$G13","v":0},null,3,null,null,null,null,null,null,null,null,"m/s"]
[null,4,null,null,"単位",0,null,0.9,0.9,1,null,0,{"$f":"($P14+$Q14*$R14/100)*$G14","v":0},null,4,null,null,null,null,null,null,null,null,"m/hr"]
[null,5,null,null,"単位",0,null,0.9,0.9,1,null,0,{"$f":"($P15+$Q15*$R15/100)*$G15","v":0},null,5]
[null,6,null,null,"単位",0,null,0.9,0.9,1,null,0,0,null,6]
[null,7,null,null,"単位",0,null,0.9,0.9,1,null,0,0,null,7]
[null,8,null,null,"単位",0,null,0.9,0.9,1,null,0,0,null,8]
[null,9,null,null,"単位",0,null,0.9,0.9,1,null,0,0,null,9]
[null,10,null,null,"単位",0,null,0.9,0.9,1,null,0,0,null,10]
[]
[null,"【浸透トレンチ】","単位設計浸透能（ｍ3/ｈｒ/m）",null,null,null,"設置数量\n（ｍ）","影響係数",null,null,null,null,null,null,"【浸透トレンチ】\n1mあたり","浸透管部","砕石部"]
[null,null,"比浸透量（㎡）","飽和透水係数",null,"飽和透水係数\n（m/hr）",null,"（1）","（2）","（3）",null,null,null,null,null,"体積\n（ｍ3）","体積\n（ｍ3）","空隙率\n（％）"]
[null,null,null,null,null,null,null,"内容（１）","内容（２）","内容（３）"]
[null,1,null,null,"単位",{"$f":"IF(E25=$X$11,0,IF(E25=$X$14,D25,IF(E25=$X$13,D25*3600,D25*3600/100)))","v":0},null,0.9,0.9,1,null,{"$f":"$C25*$F25*$G25*$H25*$I25*$J25","v":0},{"$f":"($P25+$Q25*$R25/100)*$G25","v":0},null,1]
[null,2,null,null,"単位",{"$f":"IF(E26=$X$11,0,IF(E26=$X$14,D26,IF(E26=$X$13,D26*3600,D26*3600/100)))","v":0},null,0.9,0.9,1,null,{"$f":"$C26*$F26*$G26*$H26*$I26*$J26","v":0},{"$f":"($P26+$Q26*$R26/100)*$G26","v":0},null,2]
[null,3,null,null,"単位",{"$f":"IF(E27=$X$11,0,IF(E27=$X$14,D27,IF(E27=$X$13,D27*3600,D27*3600/100)))","v":0},null,0.9,0.9,1,null,0,0,null,3]
[null,4,null,null,"単位",0,null,0.9,0.9,1,null,0,0,null,4]
[null,5,null,null,"単位",0,null,0.9,0.9,1,null,0,0,null,5]
[null,6,null,null,"単位",0,null,0.9,0.9,1,null,0,0,null,6]
[null,7,null,null,"単位",0,null,0.9,0.9,1,null,0,0,null,7]
[null,8,null,null,"単位",0,null,0.9,0.9,1,null,0,0,null,8]
[null,9,null,null,"単位",0,null,0.9,0.9,1,null,0,0,null,9]
[null,10,null,null,"単位",0,null,0.9,0.9,1,null,0,0,null,10]
[]
[null,"【透水性舗装】","単位設計浸透能（ｍ3/ｈｒ/㎡）",null,null,null,"設置数量\n（㎡）","影響係数",null,null,null,null,null,null,"【透水性舗装】\n1m2あたり","体積\n（ｍ3）","空隙率\n（％）"]
[null,null,"比浸透量（㎡）","飽和透水係数",null,"飽和透水係数\n（m/hr）",null,"（1）","（2）","（3）"]
[null,null,null,null,null,null,null,"内容（１）","内容（２）","内容（３）"]
[null,1,null,null,"単位",{"$f":"IF(E39=$X$11,0,IF(E39=$X$14,D39,IF(E39=$X$13,D39*3600,D39*3600/100)))","v":0},null,0.9,0.9,1,null,{"$f":"$C39*$F39*$G39*$H39*$I39*$J39","v":0},{"$f":"$G39*($P39*Q39)","v":0},null,1]
[null,2,null,null,"単位",{"$f":"IF(E40=$X$11,0,IF(E40=$X$14,D40,IF(E40=$X$13,D40*3600,D40*3600/100)))","v":0},null,0.9,0.9,1,null,{"$f":"$C40*$F40*$G40*$H40*$I40*$J40","v":0},0,null,2]
[null,3,null,null,"単位",{"$f":"IF(E41=$X$11,0,IF(E41=$X$14,D41,IF(E41=$X$13,D41*3600,D41*3600/100)))","v":0},null,0.9,0.9,1,null,0,0,null,3]
[null,4,null,null,"単位",0,null,0.9,0.9,1,null,0,0,null,4]
[null,5,null,null,"単位",0,null,0.9,0.9,1,null,0,0,null,5]
[null,6,null,null,"単位",0,null,0.9,0.9,1,null,0,0,null,6]
[null,7,null,null,"単位",0,null,0.9,0.9,1,null,0,0,null,7]
[null,8,null,null,"単位",0,null,0.9,0.9,1,null,0,0,null,8]
[null,9,null,null,"単位",0,null,0.9,0.9,1,null,0,0,null,9]
[null,10,null,null,"単位",0,null,0.9,0.9,1,null,0,0,null,10]
[]
[null,"【その他】","単位設計浸透能（ｍ3/ｈｒ/単位）",null,null,null,"設置数量\n（単位）","影響係数",null,null,null,null,null,null,"【その他】\n1単位あたり","体積\n（ｍ3）","空隙率\n（％）"]
[null,null,"比浸透量（㎡）","飽和透水係数",null,"飽和透水係数\n（m/hr）",null,"（1）","（2）","（3）"]
[null,null,null,null,null,null,null,"内容（１）","内容（２）","内容（３）"]
[null,1,null,null,"単位",{"$f":"IF(E53=$X$11,0,IF(E53=$X$14,D53,IF(E53=$X$13,D53*3600,D53*3600/100)))","v":0},null,0.9,0.9,1,null,{"$f":"$C53*$F53*$G53*$H53*$I53*$J53","v":0},{"$f":"$G53*($P53*Q53)","v":0},null,1]
[null,2,null,null,"単位",{"$f":"IF(E54=$X$11,0,IF(E54=$X$14,D54,IF(E54=$X$13,D54*3600,D54*3600/100)))","v":0},null,0.9,0.9,1,null,{"$f":"$C54*$F54*$G54*$H54*$I54*$J54","v":0},0,null,2]
[null,3,null,null,"単位",{"$f":"IF(E55=$X$11,0,IF(E55=$X$14,D55,IF(E55=$X$13,D55*3600,D55*3600/100)))","v":0},null,0.9,0.9,1,null,0,0,null,3]
[null,4,null,null,"単位",0,null,0.9,0.9,1,null,0,0,null,4]
[null,5,null,null,"単位",0,null,0.9,0.9,1,null,0,0,null,5]
[null,6,null,null,"単位",0,null,0.9,0.9,1,null,0,0,null,6]
[null,7,null,null,"単位",0,null,0.9,0.9,1,null,0,0,null,7]
[null,8,null,null,"単位",0,null,0.9,0.9,1,null,0,0,null,8]
[null,9,null,null,"単位",0,null,0.9,0.9,1,null,0,0,null,9]
[null,10,null,null,"単位",0,null,0.9,0.9,1,null,0,0,null,10]

{"sheet":"02流出計算（QT-Sグラフ）","index":7,"n_rows":13,"n_cols":10,"rows_kept":13,"cut":false,"hidden":false,"merged":[[7,2,8,5],[12,2,14,5],[1,1,1,5],[1,7,1,23]]}
[]
[null,"流 出 計 算 条 件",null,null,null,null,null,"流 出 計 算 結 果"]
[]
[null,null,null,null,null,null,null,"時刻","浸透考慮前","浸透考慮後"]
[null,1,"浸透施設なし"]
[]
[null,null,"浸透施設あり"]
[null,null,"※「浸透施設能力」シートに浸透施設諸元を入力してください。"]
[]
[]
[null,null,"浸透施設あり"]
[null,null,"（貯留浸透モデル_道路管理者用）"]
[null,null,"※「浸透施設能力（貯留浸透モデル_道路管理者用）」シートに浸透施設諸元を入力してください。"]

{"sheet":"03-①調整池容量の概算","index":8,"n_rows":14,"n_cols":12,"rows_kept":14,"cut":false,"hidden":false,"merged":[[13,3,13,5],[8,8,8,11],[2,1,2,5],[4,4,5,4],[4,5,5,5],[8,4,9,4],[8,5,9,5]]}
["※①自然調節方式により調整地容量を概算する場合に入力してください"]
[]
[null,"入　力　条　件"]
[]
[null,null,"行為後ピーク流入量",null,{"$f":"MAX('02流出計算（QT-Sグラフ）'!$J$5:$J$149)","v":0},"m3/s"]
[null,null,"（浸透考慮後）"]
[]
[null,"調整池諸元"]
[null,null,"許容放流量",null,{"$f":"MAX('01流出計算（Q-Tグラフ）'!$I$5:$I$149)","v":0},"m3/s",null,null,"概　算　結　果"]
[null,null,"（行為前ピーク流入量）"]
[null,null,null,null,null,null,null,null,null,"必要容量",null,"m3/ha"]
[null,null,"調整池高",null,null,"m"]
[]
[null,"浸透施設条件",null,{"$f":"IF('02流出計算（QT-Sグラフ）'!$B$5=1,\"浸透施設なし\",IF('02流出計算（QT-Sグラフ）'!$B$5=2,\"浸透施設あり\",\"浸透施設あり（貯留浸透モデル_道路管理者用）\"))","v":"浸透施設なし"},null,null,{"$f":"'02流出計算（QT-Sグラフ）'!$B$5","v":1},null,null,"オリフィス径（円管、直径）",null,"m"]

{"sheet":"04-①調節計算（自然調節方式）","index":9,"n_rows":151,"n_cols":27,"rows_kept":151,"cut":false,"hidden":false,"merged":[[3,20,3,25],[3,1,3,8],[5,12,6,12],[5,13,6,13],[8,12,9,12],[8,13,9,13],[3,10,3,13],[24,15,25,16],[28,15,29,18],[1,1,1,13],[15,15,15,16],[23,15,23,16],[19,15,19,16],[16,15,16,16],[17,15,17,16],[20,15,20,16],[21,15,21,16],[13,15,13,16],[10,15,11,18]]}
[]
[null,"入　力　条　件"]
[]
[null,"設 定 調 整 池 諸 元",null,null,null,null,null,null,null,null,"行 為 後 流 入 量",null,null,null,null,null,null,null,null,null,"計　算　結　果　（時　系　列）"]
[]
[null,"水深-容量",null,null,null,null,"放流口形状",null,null,null,"行為後ピーク流入量",null,{"$f":"MAX('02流出計算（QT-Sグラフ）'!$J$5:$J$149)","v":0},"m3/s",null,null,null,null,null,null,"時刻","行為後流入量","浸透考慮後流入量","許容放流量","調節後放流量","調整池水位"]
[null,"No","水深H（m）","容量V（m3）",null,null,"（口径）",null,null,null,"（浸透考慮後）",null,null,null,null,null,null,null,null,null,null,null,null,null,null,null,0]
[null,1,null,null,null,1,null,null,null,null,null,null,null,null,null,null,null,null,null,null,null,null,null,null,null,null,1.6071551171928802]
[null,2,null,null,null,null,"直径",null,"m",null,"許容放流量",null,{"$f":"MAX('01流出計算（Q-Tグラフ）'!$I$5:$I$149)","v":0},"m3/s",null,null,null,null,null,null,null,null,null,null,null,null,4.5241218759097821]
[null,3,null,null,null,null,null,null,null,null,"（行為前ピーク流入量）",null,null,null,null,null,null,null,null,null,null,null,null,null,null,null,6.8242879664313865]
[null,4,null,null,null,null,null,null,null,null,null,null,null,null,null,"計　算　結　果",null,null,null,null,null,null,null,null,null,null,8.5338468298144949]
[null,5,null,null,null,null,"高さ",null,"m",null,null,null,null,null,null,null,null,null,null,null,null,null,null,null,null,null,9.7595568217030593]
[null,6,null,null,null,null,"幅",null,"m",null,null,null,null,null,null,null,null,null,null,null,null,null,null,null,null,null,10.623500414674417]
[null,7,null,null,null,null,null,null,null,null,null,null,null,null,null,"総合評価",null,null,null,null,null,null,null,null,null,null,11.235099885949639]
[null,8,null,null,null,null,"（管底位置）",null,null,null,null,null,null,null,null,null,null,null,null,null,null,null,null,null,null,null,11.675553790282018]
[null,9,null,null,null,null,"池底高から",null,"m",null,null,null,null,null,null,"放流量評価",null,null,null,null,null,null,null,null,null,null,12.000287991753932]
[null,10,null,null,null,null,null,null,null,null,null,null,null,null,null,"許容放流量",null,{"$f":"M9","v":0},"m3/s",null,null,null,null,null,null,null,12.246618540362128]
[null,11,null,null,null,null,null,null,null,null,null,null,null,null,null,"最大放流量",null,null,"m3/s",null,null,null,null,null,null,null,12.446032235973993]
[null,12,null,null,null,null,null,null,null,null,null,null,null,null,null,null,null,null,null,null,null,null,null,null,null,null,12.615417420160144]
[null,13,null,null,null,null,null,null,null,null,null,null,null,null,null,"池容量評価",null,null,null,null,null,null,null,null,null,null,12.765376103115141]
[null,14,null,null,null,null,null,null,null,null,null,null,null,null,null,"池内最大ボリューム",null,null,"m3",null,null,null,null,null,null,null,12.905903088590398]
[null,15,null,null,null,null,null,null,null,null,null,null,null,null,null,"池内最大水深",null,null,"m",null,null,null,null,null,null,null,13.03966561098229]
[null,16,null,null,null,null,null,null,null,null,null,null,null,null,null,null,null,null,null,null,null,null,null,null,null,null,13.170083502181475]
[null,17,null,null,null,null,null,null,null,null,null,null,null,null,null,"上乗せ分評価",null,null,null,null,null,null,null,null,null,null,13.320355683549305]
[null,18,null,null,null,null,null,null,null,null,null,null,null,null,null,"上乗せ分の貯留量\nおよび貯留率",null,null,"m3",null,null,null,null,null,null,null,13.5125750329389]
[null,19,null,null,null,null,null,null,null,null,null,null,null,null,null,null,null,null,"%",null,null,null,null,null,null,null,13.750120660854275]
[null,20,null,null,null,null,null,null,null,null,null,null,null,null,null,null,null,null,null,null,null,null,null,null,null,null,14.032593774704237]
[null,21,null,null,null,null,null,null,null,null,null,null,null,null,null,null,null,null,null,null,null,null,null,null,null,null,14.356595581897592]
[null,22,null,null,null,null,null,null,null,null,null,null,null,null,null,"許 可 申 請 図 書 の 作 成",null,null,null,null,null,null,null,null,null,null,14.721727289843141]
[null,23,null,null,null,null,null,null,null,null,null,null,null,null,null,null,null,null,null,null,null,null,null,null,null,null,15.13059010594969]
[null,24,null,null,null,null,null,null,null,null,null,null,null,null,null,null,null,null,null,null,null,null,null,null,null,null,15.579785237626043]
[null,25,null,null,null,null,null,null,null,null,null,null,null,null,null,null,null,null,null,null,null,null,null,null,null,null,16.068913892281003]
[null,26,null,null,null,null,null,null,null,null,null,null,null,null,null,null,null,null,null,null,null,null,null,null,null,null,16.600577277323374]
[null,27,null,null,null,null,null,null,null,null,null,null,null,null,null,null,null,null,null,null,null,null,null,null,null,null,17.171376600161963]
[null,28,null,null,null,null,null,null,null,null,null,null,null,null,null,null,null,null,null,null,null,null,null,null,null,null,17.781592826723813]
[null,29,null,null,null,null,null,null,null,null,null,null,null,null,null,null,null,null,null,null,null,null,null,null,null,null,18.433827164417728]
[null,30,null,null,null,null,null,null,null,null,null,null,null,null,null,null,null,null,null,null,null,null,null,null,null,null,19.127001062134273]
[null,31,null,null,null,null,null,null,null,null,null,null,null,null,null,null,null,null,null,null,null,null,null,null,null,null,19.859239111307311]
[null,32,null,null,null,null,null,null,null,null,null,null,null,null,null,null,null,null,null,null,null,null,null,null,null,null,20.606373891831623]
[null,33,null,null,null,null,null,null,null,null,null,null,null,null,null,null,null,null,null,null,null,null,null,null,null,null,21.349781698132883]
[null,34,null,null,null,null,null,null,null,null,null,null,null,null,null,null,null,null,null,null,null,null,null,null,null,null,22.099460474783683]
[null,35,null,null,null,null,null,null,null,null,null,null,null,null,null,null,null,null,null,null,null,null,null,null,null,null,22.85850057275109]
[null,36,null,null,null,null,null,null,null,null,null,null,null,null,null,null,null,null,null,null,null,null,null,null,null,null,23.632932227125135]
[null,37,null,null,null,null,null,null,null,null,null,null,null,null,null,null,null,null,null,null,null,null,null,null,null,null,24.431835494930986]
[null,38,null,null,null,null,null,null,null,null,null,null,null,null,null,null,null,null,null,null,null,null,null,null,null,null,25.260108966720129]
[null,39,null,null,null,null,null,null,null,null,null,null,null,null,null,null,null,null,null,null,null,null,null,null,null,null,26.122743992382315]
[null,40,null,null,null,null,null,null,null,null,null,null,null,null,null,null,null,null,null,null,null,null,null,null,null,null,27.025611164104021]
[null,41,null,null,null,null,null,null,null,null,null,null,null,null,null,null,null,null,null,null,null,null,null,null,null,null,27.973695967057335]
[null,42,null,null,null,null,null,null,null,null,null,null,null,null,null,null,null,null,null,null,null,null,null,null,null,null,28.976269531908773]
[null,43,null,null,null,null,null,null,null,null,null,null,null,null,null,null,null,null,null,null,null,null,null,null,null,null,30.040774241583254]
[null,44,null,null,null,null,null,null,null,null,null,null,null,null,null,null,null,null,null,null,null,null,null,null,null,null,31.170888490623067]
[null,45,null,null,null,null,null,null,null,null,null,null,null,null,null,null,null,null,null,null,null,null,null,null,null,null,32.373679756207451]
[null,46,null,null,null,null,null,null,null,null,null,null,null,null,null,null,null,null,null,null,null,null,null,null,null,null,33.658552733365234]
[null,47,null,null,null,null,null,null,null,null,null,null,null,null,null,null,null,null,null,null,null,null,null,null,null,null,35.037386121340752]
[null,48,null,null,null,null,null,null,null,null,null,null,null,null,null,null,null,null,null,null,null,null,null,null,null,null,36.519734070244176]
[null,49,null,null,null,null,null,null,null,null,null,null,null,null,null,null,null,null,null,null,null,null,null,null,null,null,38.118721539074649]
[null,50,null,null,null,null,null,null,null,null,null,null,null,null,null,null,null,null,null,null,null,null,null,null,null,null,39.850205829143249]
[null,null,null,null,null,null,null,null,null,null,null,null,null,null,null,null,null,null,null,null,null,null,null,null,null,null,41.72810204583444]
[null,null,null,null,null,null,null,null,null,null,null,null,null,null,null,null,null,null,null,null,null,null,null,null,null,null,43.77144662039607]
[null,null,null,null,null,null,null,null,null,null,null,null,null,null,null,null,null,null,null,null,null,null,null,null,null,null,46.001534181384692]
[null,null,null,null,null,null,null,null,null,null,null,null,null,null,null,null,null,null,null,null,null,null,null,null,null,null,48.445047983409872]
[null,null,null,null,null,null,null,null,null,null,null,null,null,null,null,null,null,null,null,null,null,null,null,null,null,null,51.132699458755368]
[null,null,null,null,null,null,null,null,null,null,null,null,null,null,null,null,null,null,null,null,null,null,null,null,null,null,54.09875947753374]
[null,null,null,null,null,null,null,null,null,null,null,null,null,null,null,null,null,null,null,null,null,null,null,null,null,null,57.388153130346502]
[null,null,null,null,null,null,null,null,null,null,null,null,null,null,null,null,null,null,null,null,null,null,null,null,null,null,61.05305886215961]
[null,null,null,null,null,null,null,null,null,null,null,null,null,null,null,null,null,null,null,null,null,null,null,null,null,null,65.157285502504607]
[null,null,null,null,null,null,null,null,null,null,null,null,null,null,null,null,null,null,null,null,null,null,null,null,null,null,69.782205663504641]
[null,null,null,null,null,null,null,null,null,null,null,null,null,null,null,null,null,null,null,null,null,null,null,null,null,null,75.030452143094962]
[null,null,null,null,null,null,null,null,null,null,null,null,null,null,null,null,null,null,null,null,null,null,null,null,null,null,81.035071458801895]
[null,null,null,null,null,null,null,null,null,null,null,null,null,null,null,null,null,null,null,null,null,null,null,null,null,null,87.967363087828687]
[null,null,null,null,null,null,null,null,null,null,null,null,null,null,null,null,null,null,null,null,null,null,null,null,null,null,96.054295592940491]
[null,null,null,null,null,null,null,null,null,null,null,null,null,null,null,null,null,null,null,null,null,null,null,null,null,null,105.61468505563366]
[null,null,null,null,null,null,null,null,null,null,null,null,null,null,null,null,null,null,null,null,null,null,null,null,null,null,117.09704914865083]
[null,null,null,null,null,null,null,null,null,null,null,null,null,null,null,null,null,null,null,null,null,null,null,null,null,null,131.16938324543202]
[null,null,null,null,null,null,null,null,null,null,null,null,null,null,null,null,null,null,null,null,null,null,null,null,null,null,148.88498060498162]
[null,null,null,null,null,null,null,null,null,null,null,null,null,null,null,null,null,null,null,null,null,null,null,null,null,null,172.02759765617961]
[null,null,null,null,null,null,null,null,null,null,null,null,null,null,null,null,null,null,null,null,null,null,null,null,null,null,204.01779138163556]
[null,null,null,null,null,null,null,null,null,null,null,null,null,null,null,null,null,null,null,null,null,null,null,null,null,null,252.90158689414329]
[null,null,null,null,null,null,null,null,null,null,null,null,null,null,null,null,null,null,null,null,null,null,null,null,null,null,351.99028889253157]
[null,null,null,null,null,null,null,null,null,null,null,null,null,null,null,null,null,null,null,null,null,null,null,null,null,null,460.11335960121238]
[null,null,null,null,null,null,null,null,null,null,null,null,null,null,null,null,null,null,null,null,null,null,null,null,null,null,517.87564656200493]
[null,null,null,null,null,null,null,null,null,null,null,null,null,null,null,null,null,null,null,null,null,null,null,null,null,null,546.23998032583245]
[null,null,null,null,null,null,null,null,null,null,null,null,null,null,null,null,null,null,null,null,null,null,null,null,null,null,550]
[null,null,null,null,null,null,null,null,null,null,null,null,null,null,null,null,null,null,null,null,null,null,null,null,null,null,550]
[null,null,null,null,null,null,null,null,null,null,null,null,null,null,null,null,null,null,null,null,null,null,null,null,null,null,549.54486601887061]
[null,null,null,null,null,null,null,null,null,null,null,null,null,null,null,null,null,null,null,null,null,null,null,null,null,null,547.03484238125736]
[null,null,null,null,null,null,null,null,null,null,null,null,null,null,null,null,null,null,null,null,null,null,null,null,null,null,541.73323731644211]
[null,null,null,null,null,null,null,null,null,null,null,null,null,null,null,null,null,null,null,null,null,null,null,null,null,null,534.33329675485879]
[null,null,null,null,null,null,null,null,null,null,null,null,null,null,null,null,null,null,null,null,null,null,null,null,null,null,525.32529602268016]
[null,null,null,null,null,null,null,null,null,null,null,null,null,null,null,null,null,null,null,null,null,null,null,null,null,null,515.06962464511503]
[null,null,null,null,null,null,null,null,null,null,null,null,null,null,null,null,null,null,null,null,null,null,null,null,null,null,503.84108262552604]
[null,null,null,null,null,null,null,null,null,null,null,null,null,null,null,null,null,null,null,null,null,null,null,null,null,null,491.85494604446461]
[null,null,null,null,null,null,null,null,null,null,null,null,null,null,null,null,null,null,null,null,null,null,null,null,null,null,479.28039974282382]
[null,null,null,null,null,null,null,null,null,null,null,null,null,null,null,null,null,null,null,null,null,null,null,null,null,null,466.25308021327896]
[null,null,null,null,null,null,null,null,null,null,null,null,null,null,null,null,null,null,null,null,null,null,null,null,null,null,452.88763978361493]
[null,null,null,null,null,null,null,null,null,null,null,null,null,null,null,null,null,null,null,null,null,null,null,null,null,null,439.27855384365108]
[null,null,null,null,null,null,null,null,null,null,null,null,null,null,null,null,null,null,null,null,null,null,null,null,null,null,425.50374430202754]
[null,null,null,null,null,null,null,null,null,null,null,null,null,null,null,null,null,null,null,null,null,null,null,null,null,null,411.63073539113122]
[null,null,null,null,null,null,null,null,null,null,null,null,null,null,null,null,null,null,null,null,null,null,null,null,null,null,397.71632965155572]
[null,null,null,null,null,null,null,null,null,null,null,null,null,null,null,null,null,null,null,null,null,null,null,null,null,null,383.81000893740162]
[null,null,null,null,null,null,null,null,null,null,null,null,null,null,null,null,null,null,null,null,null,null,null,null,null,null,369.95462882723405]
[null,null,null,null,null,null,null,null,null,null,null,null,null,null,null,null,null,null,null,null,null,null,null,null,null,null,356.18610096711893]
[null,null,null,null,null,null,null,null,null,null,null,null,null,null,null,null,null,null,null,null,null,null,null,null,null,null,342.53633975911413]
[null,null,null,null,null,null,null,null,null,null,null,null,null,null,null,null,null,null,null,null,null,null,null,null,null,null,329.03400519792513]
[null,null,null,null,null,null,null,null,null,null,null,null,null,null,null,null,null,null,null,null,null,null,null,null,null,null,315.70691617661822]
[null,null,null,null,null,null,null,null,null,null,null,null,null,null,null,null,null,null,null,null,null,null,null,null,null,null,302.57899262302232]
[null,null,null,null,null,null,null,null,null,null,null,null,null,null,null,null,null,null,null,null,null,null,null,null,null,null,289.66775962109483]
[null,null,null,null,null,null,null,null,null,null,null,null,null,null,null,null,null,null,null,null,null,null,null,null,null,null,276.98761662465307]
[null,null,null,null,null,null,null,null,null,null,null,null,null,null,null,null,null,null,null,null,null,null,null,null,null,null,264.55519748946296]
[null,null,null,null,null,null,null,null,null,null,null,null,null,null,null,null,null,null,null,null,null,null,null,null,null,null,252.38663795059779]
[null,null,null,null,null,null,null,null,null,null,null,null,null,null,null,null,null,null,null,null,null,null,null,null,null,null,240.49514998097106]
[null,null,null,null,null,null,null,null,null,null,null,null,null,null,null,null,null,null,null,null,null,null,null,null,null,null,228.8900403921339]
[null,null,null,null,null,null,null,null,null,null,null,null,null,null,null,null,null,null,null,null,null,null,null,null,null,null,217.58031299842213]
[null,null,null,null,null,null,null,null,null,null,null,null,null,null,null,null,null,null,null,null,null,null,null,null,null,null,206.57796297832923]
[null,null,null,null,null,null,null,null,null,null,null,null,null,null,null,null,null,null,null,null,null,null,null,null,null,null,195.8879056110566]
[null,null,null,null,null,null,null,null,null,null,null,null,null,null,null,null,null,null,null,null,null,null,null,null,null,null,185.51498454426746]
[null,null,null,null,null,null,null,null,null,null,null,null,null,null,null,null,null,null,null,null,null,null,null,null,null,null,175.46730653511975]
[null,null,null,null,null,null,null,null,null,null,null,null,null,null,null,null,null,null,null,null,null,null,null,null,null,null,165.74911867480714]
[null,null,null,null,null,null,null,null,null,null,null,null,null,null,null,null,null,null,null,null,null,null,null,null,null,null,156.36411199346927]
[null,null,null,null,null,null,null,null,null,null,null,null,null,null,null,null,null,null,null,null,null,null,null,null,null,null,147.31318190186076]
[null,null,null,null,null,null,null,null,null,null,null,null,null,null,null,null,null,null,null,null,null,null,null,null,null,null,138.59914013280661]
[null,null,null,null,null,null,null,null,null,null,null,null,null,null,null,null,null,null,null,null,null,null,null,null,null,null,130.22497400683298]
[null,null,null,null,null,null,null,null,null,null,null,null,null,null,null,null,null,null,null,null,null,null,null,null,null,null,122.19030741410779]
[null,null,null,null,null,null,null,null,null,null,null,null,null,null,null,null,null,null,null,null,null,null,null,null,null,null,114.49651621973187]
[null,null,null,null,null,null,null,null,null,null,null,null,null,null,null,null,null,null,null,null,null,null,null,null,null,null,107.14244498031759]
[null,null,null,null,null,null,null,null,null,null,null,null,null,null,null,null,null,null,null,null,null,null,null,null,null,null,100.126484701379]
[null,null,null,null,null,null,null,null,null,null,null,null,null,null,null,null,null,null,null,null,null,null,null,null,null,null,93.446510392913993]
[null,null,null,null,null,null,null,null,null,null,null,null,null,null,null,null,null,null,null,null,null,null,null,null,null,null,87.100363242130371]
[null,null,null,null,null,null,null,null,null,null,null,null,null,null,null,null,null,null,null,null,null,null,null,null,null,null,81.084679907101716]
[null,null,null,null,null,null,null,null,null,null,null,null,null,null,null,null,null,null,null,null,null,null,null,null,null,null,75.395374702341229]
[null,null,null,null,null,null,null,null,null,null,null,null,null,null,null,null,null,null,null,null,null,null,null,null,null,null,70.031688631574497]
[null,null,null,null,null,null,null,null,null,null,null,null,null,null,null,null,null,null,null,null,null,null,null,null,null,null,64.985360904156366]
[null,null,null,null,null,null,null,null,null,null,null,null,null,null,null,null,null,null,null,null,null,null,null,null,null,null,60.247771716598905]
[null,null,null,null,null,null,null,null,null,null,null,null,null,null,null,null,null,null,null,null,null,null,null,null,null,null,55.816526191891548]
[null,null,null,null,null,null,null,null,null,null,null,null,null,null,null,null,null,null,null,null,null,null,null,null,null,null,51.685843277686075]
[null,null,null,null,null,null,null,null,null,null,null,null,null,null,null,null,null,null,null,null,null,null,null,null,null,null,47.845712329688745]
[null,null,null,null,null,null,null,null,null,null,null,null,null,null,null,null,null,null,null,null,null,null,null,null,null,null,44.284770324910205]
[null,null,null,null,null,null,null,null,null,null,null,null,null,null,null,null,null,null,null,null,null,null,null,null,null,null,40.994708757774426]
[null,null,null,null,null,null,null,null,null,null,null,null,null,null,null,null,null,null,null,null,null,null,null,null,null,null,37.966460268906289]
[null,null,null,null,null,null,null,null,null,null,null,null,null,null,null,null,null,null,null,null,null,null,null,null,null,null,35.188076583812204]
[null,null,null,null,null,null,null,null,null,null,null,null,null,null,null,null,null,null,null,null,null,null,null,null,null,null,32.649774006213406]
[null,null,null,null,null,null,null,null,null,null,null,null,null,null,null,null,null,null,null,null,null,null,null,null,null,null,30.339977753748769]
[null,null,null,null,null,null,null,null,null,null,null,null,null,null,null,null,null,null,null,null,null,null,null,null,null,null,28.24514080059485]
[null,null,null,null,null,null,null,null,null,null,null,null,null,null,null,null,null,null,null,null,null,null,null,null,null,null,26.351897379686989]
[null,null,null,null,null,null,null,null,null,null,null,null,null,null,null,null,null,null,null,null,null,null,null,null,null,null,24.649151829835301]
[null,null,null,null,null,null,null,null,null,null,null,null,null,null,null,null,null,null,null,null,null,null,null,null,null,null,23.120813289085685]
[null,null,null,null,null,null,null,null,null,null,null,null,null,null,null,null,null,null,null,null,null,null,null,null,null,null,21.752413831506875]
[null,null,null,null,null,null,null,null,null,null,null,null,null,null,null,null,null,null,null,null,null,null,null,null,null,null,20.534270980027244]
[null,null,null,null,null,null,null,null,null,null,null,null,null,null,null,null,null,null,null,null,null,null,null,null,null,null,19.441006640614482]
[null,null,null,null,null,null,null,null,null,null,null,null,null,null,null,null,null,null,null,null,null,null,null,null,null,null,18.420944885002722]
[null,null,null,null,null,null,null,null,null,null,null,null,null,null,null,null,null,null,null,null,null,null,null,null,null,null,17.44277439306142]

{"sheet":"04-②調節計算（2段）","index":10,"n_rows":57,"n_cols":26,"rows_kept":57,"cut":false,"hidden":false,"merged":[[14,10,15,11],[14,12,15,12],[14,13,15,13],[15,15,15,16],[8,10,9,11],[8,12,9,12],[8,13,9,13],[11,10,12,11],[11,12,12,12],[11,13,12,13],[13,15,13,16],[10,15,11,18],[1,1,1,13],[3,1,3,8],[3,10,3,13],[5,12,6,12],[5,13,6,13],[28,15,29,18],[3,20,3,25],[21,15,21,16],[20,15,20,16],[17,15,17,16],[18,15,18,16],[22,15,22,16],[16,15,16,16],[24,15,24,16],[25,15,26,16]]}
[]
[null,"入　力　条　件"]
[]
[null,"設 定 調 整 池 諸 元",null,null,null,null,null,null,null,null,"行 為 後 流 入 量",null,null,null,null,null,null,null,null,null,"計　算　結　果　（時　系　列）"]
[]
[null,"水深-容量",null,null,null,null,"■上段オリフィス",null,null,null,"行為後ピーク流入量",null,{"$f":"MAX('02流出計算（QT-Sグラフ）'!$J$5:$J$149)","v":0},"m3/s",null,null,null,null,null,null,"時刻","行為後流入量","浸透考慮後流入量","許容放流量","調節後放流量","調整池水位"]
[null,"No","水深H（m）","容量V（m3）",null,null,"放流口形状",null,null,null,"（浸透考慮後）"]
[null,1,null,null,null,1,"（口径）"]
[null,2,null,null,null,null,null,null,null,null,"許容放流量（計）",null,{"$f":"MAX('01流出計算（Q-Tグラフ）'!$I$5:$I$149)","v":0},"m3/s"]
[null,3,null,null,null,null,"直径",null,"m"]
[null,4,null,null,null,null,null,null,null,null,null,null,null,null,null,"計　算　結　果"]
[null,5,null,null,null,null,null,null,null,null,"許容放流量（上段）",null,null,"m3/s"]
[null,6,null,null,null,null,"高さ",null,"m"]
[null,7,null,null,null,null,"幅",null,"m",null,null,null,null,null,null,"総合評価"]
[null,8,null,null,null,null,null,null,null,null,"許容放流量（下段）",null,{"$f":"M9-M12","v":0},"m3/s"]
[null,9,null,null,null,null,"（管底位置）",null,null,null,null,null,null,null,null,"放流量評価"]
[null,10,null,null,null,null,"池底高から",null,"m",null,null,null,null,null,null,"許容放流量",null,{"$f":"M9","v":0},"m3/s"]
[null,11,null,null,null,null,null,null,null,null,null,null,null,null,null,"最大放流量（上段+下段）",null,null,"m3/s"]
[null,12,null,null,null,null,"■下段オリフィス",null,null,null,null,null,null,null,null,"最大放流量（下段）",null,null,"m3/s"]
[null,13,null,null,null,null,"放流口形状"]
[null,14,null,null,null,null,"（口径）",null,null,null,null,null,null,null,null,"池容量評価"]
[null,15,null,null,null,1,null,null,null,null,null,null,null,null,null,"池内最大ボリューム",null,null,"m3"]
[null,16,null,null,null,null,"直径",null,"m",null,null,null,null,null,null,"池内最大水深",null,null,"m"]
[null,17]
[null,18,null,null,null,null,null,null,null,null,null,null,null,null,null,"上乗せ分評価"]
[null,19,null,null,null,null,"高さ",null,"m",null,null,null,null,null,null,"上乗せ分の貯留量\nおよび貯留率",null,null,"m3"]
[null,20,null,null,null,null,"幅",null,"m",null,null,null,null,null,null,null,null,null,"%"]
[null,21]
[null,22,null,null,null,null,"（管底位置）",null,null,null,null,null,null,null,null,"許 可 申 請 図 書 の 作 成"]
[null,23,null,null,null,null,"池底高から",null,"m"]
[null,24]
[null,25]
[null,26]
[null,27]
[null,28]
[null,29]
[null,30]
[null,31]
[null,32]
[null,33]
[null,34]
[null,35]
[null,36]
[null,37]
[null,38]
[null,39]
[null,40]
[null,41]
[null,42]
[null,43]
[null,44]
[null,45]
[null,46]
[null,47]
[null,48]
[null,49]
[null,50]

{"sheet":"04-③調節計算（ポンプ）","index":11,"n_rows":57,"n_cols":26,"rows_kept":57,"cut":false,"hidden":false,"merged":[[11,9,12,10],[11,11,12,11],[11,12,12,12],[14,9,15,10],[1,1,1,12],[3,9,3,12],[5,11,6,11],[5,12,6,12],[8,11,9,11],[8,12,9,12],[3,1,3,3],[3,5,3,7],[21,15,21,16],[28,15,29,18],[14,11,15,11],[3,20,3,25],[13,15,13,16],[15,15,15,16],[19,15,19,16],[14,12,15,12],[20,15,20,16],[10,15,11,18],[17,15,17,16],[16,15,16,16],[23,15,23,16],[24,15,25,16]]}
[]
[null,"入　力　条　件"]
[]
[null,"設 定 調 整 池 諸 元",null,null,null,"放 流 ポ ン プ 諸 元",null,null,null,"行 為 後 流 入 量",null,null,null,null,null,null,null,null,null,null,"計　算　結　果　（時　系　列）"]
[]
[null,"水深-容量",null,null,null,"水深-ポンプ",null,null,null,"行為後ピーク流入量",null,{"$f":"MAX('02流出計算（QT-Sグラフ）'!$J$5:$J$149)","v":0},"m3/s",null,null,null,null,null,null,null,"時刻","行為後流入量","浸透考慮後流入量","許容放流量","調節後放流量","調整池水位"]
[null,"No","水深H（m）","容量V（m3）",null,"No","水深H（m）","ポンプ規模Q(m3/s)",null,"（浸透考慮後）"]
[null,1,null,null,null,1]
[null,2,null,null,null,2,null,null,null,"許容放流量",null,{"$f":"MAX('01流出計算（Q-Tグラフ）'!$I$5:$I$149)","v":0},"m3/s"]
[null,3,null,null,null,3,null,null,null,"（行為前ピーク流入量）"]
[null,4,null,null,null,4,null,null,null,null,null,null,null,null,null,"計　算　結　果"]
[null,5,null,null,null,5]
[null,6,null,null,null,6]
[null,7,null,null,null,7,null,null,null,null,null,null,null,null,null,"総合評価"]
[null,8,null,null,null,8]
[null,9,null,null,null,9,null,null,null,null,null,null,null,null,null,"放流量評価"]
[null,10,null,null,null,10,null,null,null,null,null,null,null,null,null,"許容放流量",null,{"$f":"L9","v":0},"m3/s"]
[null,11,null,null,null,11,null,null,null,null,null,null,null,null,null,"最大放流量",null,null,"m3/s"]
[null,12,null,null,null,12]
[null,13,null,null,null,13,null,null,null,null,null,null,null,null,null,"池容量評価"]
[null,14,null,null,null,14,null,null,null,null,null,null,null,null,null,"池内最大ボリューム",null,null,"m3"]
[null,15,null,null,null,15,null,null,null,null,null,null,null,null,null,"池内最大水深",null,null,"m"]
[null,16,null,null,null,16]
[null,17,null,null,null,17,null,null,null,null,null,null,null,null,null,"上乗せ分評価"]
[null,18,null,null,null,18,null,null,null,null,null,null,null,null,null,"上乗せ分の貯留量\nおよび貯留率",null,null,"m3"]
[null,19,null,null,null,19,null,null,null,null,null,null,null,null,null,null,null,null,"%"]
[null,20,null,null,null,20]
[null,21,null,null,null,21]
[null,22,null,null,null,22,null,null,null,null,null,null,null,null,null,"許 可 申 請 図 書 の 作 成"]
[null,23,null,null,null,23]
[null,24,null,null,null,24]
[null,25,null,null,null,25]
[null,26,null,null,null,26]
[null,27,null,null,null,27]
[null,28,null,null,null,28]
[null,29,null,null,null,29]
[null,30,null,null,null,30]
[null,31,null,null,null,31]
[null,32,null,null,null,32]
[null,33,null,null,null,33]
[null,34,null,null,null,34]
[null,35,null,null,null,35]
[null,36,null,null,null,36]
[null,37,null,null,null,37]
[null,38,null,null,null,38]
[null,39,null,null,null,39]
[null,40,null,null,null,40]
[null,41,null,null,null,41]
[null,42,null,null,null,42]
[null,43,null,null,null,43]
[null,44,null,null,null,44]
[null,45,null,null,null,45]
[null,46,null,null,null,46]
[null,47,null,null,null,47]
[null,48,null,null,null,48]
[null,49,null,null,null,49]
[null,50,null,null,null,50]

{"sheet":"流入量定義","index":12,"n_rows":147,"n_cols":2,"rows_kept":147,"cut":false,"hidden":false,"merged":[]}
["※流出計算を実行する場合、記入する必要はありません。"]
["時刻","行為後流入量"]
["00:00:00"]
["00:10:00"]
["00:20:00"]
["00:30:00"]
["00:40:00"]
["00:50:00"]
["01:00:00"]
["01:10:00"]
["01:20:00"]
["01:30:00"]
["01:40:00"]
["01:50:00"]
["02:00:00"]
["02:10:00"]
["02:20:00"]
["02:30:00"]
["02:40:00"]
["02:50:00"]
["03:00:00"]
["03:10:00"]
["03:20:00"]
["03:30:00"]
["03:40:00"]
["03:50:00"]
["04:00:00"]
["04:10:00"]
["04:20:00"]
["04:30:00"]
["04:40:00"]
["04:50:00"]
["05:00:00"]
["05:10:00"]
["05:20:00"]
["05:30:00"]
["05:40:00"]
["05:50:00"]
["06:00:00"]
["06:10:00"]
["06:20:00"]
["06:30:00"]
["06:40:00"]
["06:50:00"]
["07:00:00"]
["07:10:00"]
["07:20:00"]
["07:30:00"]
["07:40:00"]
["07:50:00"]
["08:00:00"]
["08:10:00"]
["08:20:00"]
["08:30:00"]
["08:40:00"]
["08:50:00"]
["09:00:00"]
["09:10:00"]
["09:20:00"]
["09:30:00"]
["09:40:00"]
["09:50:00"]
["10:00:00"]
["10:10:00"]
["10:20:00"]
["10:30:00"]
["10:40:00"]
["10:50:00"]
["11:00:00"]
["11:10:00"]
["11:20:00"]
["11:30:00"]
["11:40:00"]
["11:50:00"]
["12:00:00"]
["12:10:00"]
["12:20:00"]
["12:30:00"]
["12:40:00"]
["12:50:00"]
["13:00:00"]
["13:10:00"]
["13:20:00"]
["13:30:00"]
["13:40:00"]
["13:50:00"]
["14:00:00"]
["14:10:00"]
["14:20:00"]
["14:30:00"]
["14:40:00"]
["14:50:00"]
["15:00:00"]
["15:10:00"]
["15:20:00"]
["15:30:00"]
["15:40:00"]
["15:50:00"]
["16:00:00"]
["16:10:00"]
["16:20:00"]
["16:30:00"]
["16:40:00"]
["16:50:00"]
["17:00:00"]
["17:10:00"]
["17:20:00"]
["17:30:00"]
["17:40:00"]
["17:50:00"]
["18:00:00"]
["18:10:00"]
["18:20:00"]
["18:30:00"]
["18:40:00"]
["18:50:00"]
["19:00:00"]
["19:10:00"]
["19:20:00"]
["19:30:00"]
["19:40:00"]
["19:50:00"]
["20:00:00"]
["20:10:00"]
["20:20:00"]
["20:30:00"]
["20:40:00"]
["20:50:00"]
["21:00:00"]
["21:10:00"]
["21:20:00"]
["21:30:00"]
["21:40:00"]
["21:50:00"]
["22:00:00"]
["22:10:00"]
["22:20:00"]
["22:30:00"]
["22:40:00"]
["22:50:00"]
["23:00:00"]
["23:10:00"]
["23:20:00"]
["23:30:00"]
["23:40:00"]
["23:50:00"]
["24:00"]

{"sheet":"浸透施設能力（貯留浸透モデル_道路管理者用）","index":13,"n_rows":58,"n_cols":25,"rows_kept":58,"cut":false,"hidden":false,"merged":[[37,14,37,15],[38,13,39,13],[38,14,39,14],[38,15,39,15],[6,1,7,1],[6,8,6,9],[7,8,7,9],[15,1,15,2],[15,9,15,10],[8,1,9,1],[8,8,8,9],[9,8,9,9],[10,1,10,8],[11,1,11,3],[12,1,12,2],[12,9,12,10],[13,1,13,2],[1,9,1,10],[4,1,4,2],[5,1,5,2],[5,8,5,9],[2,0,2,8],[13,9,13,10],[14,1,14,2],[14,9,14,10],[16,1,16,2],[16,9,16,10],[17,1,17,2],[17,9,17,10],[18,1,18,2],[18,9,18,10],[27,1,27,2],[28,1,28,2],[21,1,21,8],[23,1,25,2],[23,7,25,7],[23,8,25,8],[26,1,26,2],[23,3,23,6],[24,4,25,5],[24,6,25,6],[23,20,25,20],[24,3,25,3],[24,9,25,9],[24,10,25,10],[23,18,25,18],[23,19,25,19],[23,12,25,12],[23,17,25,17],[23,9,23,10],[23,14,23,15],[24,13,25,13],[24,14,25,14],[24,15,25,15],[29,1,29,2],[30,1,30,2],[31,1,31,2],[38,3,39,3],[32,1,32,2],[33,1,33,2],[34,1,34,2],[35,1,35,2],[37,1,39,2],[37,3,37,6],[38,4,39,5],[38,6,39,6],[37,12,39,12],[52,8,52,9],[40,1,40,2],[41,1,41,2],[42,1,42,2],[43,1,43,2],[44,1,44,2],[45,1,45,2],[38,9,39,9],[38,10,39,10],[37,7,39,7],[37,8,39,8],[37,9,37,10],[53,1,53,2],[54,1,54,2],[46,1,46,2],[47,1,47,2],[48,1,48,2],[49,1,49,2],[52,1,52,2]]}
[]
["透水性舗装",null,null,null,null,null,null,null,null,"部分を入力して下さい"]
["【「道路路面雨水処理マニュアル(案)」に対応した計算シート】"]
[null,"基本諸元"]
[null,"設置数量(舗装面積) (m2)"]
[null,"飽和透水係数 （m/hr）",null,null,null,null,null,null,"上層路盤での貯留率(%)",null,{"$f":"L17","v":0}]
[null,"比浸透量算定\n定数　K=aH+b","a",null,null,null,null,null,"下層路盤での貯留率(%)",null,{"$f":"L18","v":0}]
[null,null,"b",null,null,null,null,null,"下層路盤厚(mm)",null,{"$f":"D18","v":0}]
[null,"目詰まり\n係数","C1",null,null,null,null,null,"下層路盤での貯留量(mm)",null,{"$f":"M18","v":0}]
[null,null,"C2",null,null,null,null,null,"貯留量の合計(mm)",null,{"$f":"M19","v":0},null,null,null,null,null,null,null,null,null,null,null,null,"単位リスト"]
[]
[null,"貯留率と水拘束率",null,null,null,null,null,null,null,null,null,null,null,null,null,null,null,null,null,null,null,null,null,"cm/s"]
[null,null,null,"厚さ(mm)","空気間隙率\n(%)","空気間隙率との関係","水拘束率\n(%)","水拘束量\n(mm)","貯留率\n(%)","貯留量\n(mm)",null,"STEP2での\n貯留率\n(%)","STEP2での\n貯留量\n(mm)",null,null,null,null,null,null,null,null,null,null,"m/s"]
[null,"関係式",null,"a","b","b'","c","a×c/100","d (=b+b')","a×d/100",null,"d-c","a×(d-c)/100",null,null,null,null,null,null,null,null,null,null,"m/hr"]
[null,"表層",null,null,null,null,null,{"$f":"D15*G15/100","v":0},{"$f":"E15+F15","v":0},{"$f":"D15*I15/100","v":0},null,{"$f":"I15-G15","v":0},{"$f":"D15*(I15-G15)/100","v":0}]
[null,"中間層・基層",null,null,null,null,null,{"$f":"D16*G16/100","v":0},{"$f":"E16+F16","v":0},{"$f":"D16*I16/100","v":0},null,{"$f":"I16-G16","v":0},{"$f":"D16*(I16-G16)/100","v":0}]
[null,"上層路盤",null,null,null,null,null,{"$f":"D17*G17/100","v":0},{"$f":"E17+F17","v":0},{"$f":"D17*I17/100","v":0},null,{"$f":"I17-G17","v":0},{"$f":"D17*(I17-G17)/100","v":0}]
[null,"下層路盤",null,null,null,null,null,{"$f":"D18*G18/100","v":0},{"$f":"E18+F18","v":0},{"$f":"D18*I18/100","v":0},null,{"$f":"I18-G18","v":0},{"$f":"D18*(I18-G18)/100","v":0}]
[null,"合計",null,{"$f":"SUM(D15:D18)","v":0},"-","-","-",{"$f":"SUM(H15:H18)","v":0},"-",{"$f":"SUM(J15:J18)","v":0},null,"-",{"$f":"SUM(M15:M18)","v":0}]
[]
["浸透マス・トレンチ"]
[]
[null,"浸透能諸元",null,null,null,null,null,null,null,null,null,null,"空隙貯留諸元"]
[null,"【浸透マス】",null,"単位設計浸透能（ｍ3/ｈｒ/個）",null,null,null,"設置数量\n（個）","設計水頭\n(m)","影響係数",null,null,"【浸透マス】\n1個あたり","ます部","砕石部",null,null,"Σ","設計浸透量","平均設計水頭","設計空隙貯留量"]
[null,null,null,"比浸透量（㎡）","飽和透水係数",null,"飽和透水係数\n（m/hr）",null,null,"地下水位\n係数","目詰まり\n係数",null,null,"体積\n（ｍ3）","体積\n（ｍ3）","空隙率\n（％）"]
[null,null,null,null,null,null,null,null,null,null,null,null,null,null,null,null,"小計",null,null,null,null,null,null,null,"単位リスト"]
[null,1,null,null,null,"単位",{"$f":"IF(F27=$X$11,\"0.00\",IF(F27=$X$14,E27,IF(F27=$X$13,E27*3600,E27*3600/100)))","v":0},null,null,1,1,null,1,null,null,null,null,{"$f":"D27*G27*H27*I27*J27*K27","v":0},{"$f":"D27*G27*H27*J27*K27","v":0},null,{"$f":"H27*(N27+O27*P27/100)","v":0},null,null,null,"単位"]
[null,2,null,null,null,"単位",{"$f":"IF(F28=$X$11,\"0.00\",IF(F28=$X$14,E28,IF(F28=$X$13,E28*3600,E28*3600/100)))","v":0},null,null,1,1,null,2,null,null,null,null,{"$f":"D28*G28*H28*I28*J28*K28","v":0},{"$f":"D28*G28*H28*J28*K28","v":0},null,{"$f":"H28*(N28+O28*P28/100)","v":0},null,null,null,"cm/s"]
[null,3,null,null,null,"単位",{"$f":"IF(F29=$X$11,\"0.00\",IF(F29=$X$14,E29,IF(F29=$X$13,E29*3600,E29*3600/100)))","v":0},null,null,1,1,null,3,null,null,null,null,0,0,null,0,null,null,null,"m/s"]
[null,4,null,null,null,"単位",0,null,null,1,1,null,4,null,null,null,null,0,0,null,0,null,null,null,"m/hr"]
[null,5,null,null,null,"単位",0,null,null,1,1,null,5,null,null,null,null,0,0,null,0]
[null,6,null,null,null,"単位",0,null,null,1,1,null,6,null,null,null,null,0,0,null,0]
[null,7,null,null,null,"単位",0,null,null,1,1,null,7,null,null,null,null,0,0,null,0]
[null,8,null,null,null,"単位",0,null,null,1,1,null,8,null,null,null,null,0,0,null,0]
[null,9,null,null,null,"単位",0,null,null,1,1,null,9,null,null,null,null,0,0,null,0]
[null,10,null,null,null,"単位",0,null,null,1,1,null,10,null,null,null,null,0,0,null,0]
[]
[null,"【浸透トレンチ】",null,"単位設計浸透能（ｍ3/ｈｒ/m）",null,null,null,"設置数量\n（ｍ）","設計水頭\n(m)","影響係数",null,null,"【浸透トレンチ】\n1mあたり","浸透管部","砕石部"]
[null,null,null,"比浸透量（㎡）","飽和透水係数",null,"飽和透水係数\n（m/hr）",null,null,"地下水位\n係数","目詰まり\n係数",null,null,"体積\n（ｍ3）","体積\n（ｍ3）","空隙率\n（％）"]
[]
[null,1,null,null,null,"単位",{"$f":"IF(F41=$X$11,\"0.00\",IF(F41=$X$14,E41,IF(F41=$X$13,E41*3600,E41*3600/100)))","v":0},null,null,0.9,1,null,1,null,null,null,null,{"$f":"D41*G41*H41*I41*J41*K41","v":0},{"$f":"D41*G41*H41*J41*K41","v":0},null,{"$f":"H41*(N41+O41*P41/100)","v":0}]
[null,2,null,null,null,"単位",0,null,null,1,1,null,2,null,null,null,null,{"$f":"D42*G42*H42*I42*J42*K42","v":0},{"$f":"D42*G42*H42*J42*K42","v":0},null,{"$f":"H42*(N42+O42*P42/100)","v":0}]
[null,3,null,null,null,"単位",0,null,null,1,1,null,3,null,null,null,null,0,0,null,0]
[null,4,null,null,null,"単位",0,null,null,1,1,null,4,null,null,null,null,0,0,null,0]
[null,5,null,null,null,"単位",0,null,null,1,1,null,5,null,null,null,null,0,0,null,0]
[null,6,null,null,null,"単位",0,null,null,1,1,null,6,null,null,null,null,0,0,null,0]
[null,7,null,null,null,"単位",0,null,null,1,1,null,7,null,null,null,null,0,0,null,0]
[null,8,null,null,null,"単位",0,null,null,1,1,null,8,null,null,null,null,0,0,null,0]
[null,9,null,null,null,"単位",0,null,null,1,1,null,9,null,null,null,null,0,0,null,0]
[null,10,null,null,null,"単位",0,null,null,1,1,null,10,null,null,null,null,0,0,null,0]
[]
[null,"統合諸元"]
[null,"設計浸透能(m3/hr)",null,{"$f":"S55","v":0}]
[null,"平均設計水頭(m)",null,{"$f":"IF(D53>0,+T55,0)","v":0}]
[null,"設計空隙貯留量(m3)",null,{"$f":"U55","v":0},null,null,null,null,null,null,null,null,null,null,null,null,"総合計",{"$f":"R57+R58","v":0},{"$f":"S57+S58","v":0},{"$f":"R55/S55","v":{"$error":"#DIV/0!"}},{"$f":"U57+U58","v":0}]
[]
[null,null,null,null,null,null,null,null,null,null,null,null,null,null,null,null,"マス",{"$f":"SUM(R27:R36)","v":0},{"$f":"SUM(S27:S36)","v":0},{"$f":"R57/S57","v":{"$error":"#DIV/0!"}},{"$f":"SUM(U27:U36)","v":0}]
[null,null,null,null,null,null,null,null,null,null,null,null,null,null,null,null,"トレンチ",{"$f":"SUM(R41:R50)","v":0},{"$f":"SUM(S41:S50)","v":0},{"$f":"R58/S58","v":{"$error":"#DIV/0!"}},{"$f":"SUM(U41:U50)","v":0}]

{"sheet":"１．行為区域の概要","index":14,"n_rows":34,"n_cols":10,"rows_kept":34,"cut":false,"hidden":true,"merged":[[27,1,31,3],[33,1,33,4],[32,1,32,4],[7,1,7,3],[8,1,18,1],[8,2,18,3],[19,1,26,1],[19,2,20,3],[21,2,23,3],[24,2,26,3]]}
[]
["１．行為区域の概要　"]
[null,"（※位置及び行為前後の土地利用区分のわかる平面図を添付すること）"]
["行為区域位置",null,null,null,"○○市○○区○○町"]
["行為面積",null,null,null,0]
["行為前後の土地利用区分"]
[]
[null,"区分",null,null,"土地利用の形態の細区分","流出係数","行為前面積\n（ha）","行為後面積\n（ha）"]
[null,"宅地等に該当する土地","第１号関連",null,"宅地"]
[null,null,null,null,"池沼"]
[null,null,null,null,"水路"]
[null,null,null,null,"ため池"]
[null,null,null,null,"道路(法面を有しないもの）"]
[null,null,null,null,"道路（法面を有するもの）"]
[null,null,null,null,"鉄道線路（法面を有しないもの）"]
[null,null,null,null,"鉄道線路（法面を有するもの）"]
[null,null,null,null,"飛行場（法面を有しないもの）"]
[null,null,null,null,"飛行場（法面を有するもの）"]
[null,null,null,null,"太陽光パネル",null,null,null,{"$f":"$F19*$G19","v":0},{"$f":"$F19*$H19","v":0}]
[null,"宅地等以外の土地","第２号\n関　連",null,"不浸透性材料により舗装された土地\n（法面を除く）"]
[null,null,null,null,"不浸透性材料により覆われた法面"]
[null,null,"第３号関連",null,"ゴルフ場（雨水を排除するための排水施設を伴うものに限る）"]
[null,null,null,null,"運動場その他これに類する施設（雨水を排除するための排水施設を伴うものに限る）"]
[null,null,null,null,"ローラーその他これに類する建設機械を用いて締め固められた土地"]
[null,null,"上記第１号から\n第３号に掲げる\n土地以外の土地",null,"山地"]
[null,null,null,null,"人工的に造成され植生に覆われた法面"]
[null,null,null,null,"林地、耕地、原野その他ローラーその他これに類する建設機械を用いて締め固められていない土地"]
[null,"そ　　の　　他"]
[]
[]
[]
[]
[null,"面積計",null,null,null,null,{"$f":"SUM(G9:G32)","v":0},{"$f":"SUM(H9:H32)","v":0}]
[null,"平均流出係数",null,null,null,null,{"$f":"SUMPRODUCT($F$9:$F$32,G9:G32)/$G$33","v":{"$error":"#DIV/0!"}},{"$f":"SUMPRODUCT($F$9:$F$32,H9:H32)/$H$33","v":{"$error":"#DIV/0!"}}]

{"sheet":"２．使用降雨強度及びピーク流入量","index":15,"n_rows":46,"n_cols":13,"rows_kept":46,"cut":false,"hidden":true,"merged":[[3,4,3,5],[4,4,4,5]]}
[]
["２．使用降雨強度及びピーク流量"]
[]
["ピーク流入量（行為前）",null,null,null,null,null,"m3／s"]
["ピーク流入量（行為後）",null,null,null,null,null,"m3／s"]
[]
[]
["降雨強度の推移表　　年　　月　　日"]
[]
[null,"時","分","降雨量\n（mm/h）","時","分","降雨量\n（mm/h）","時","分","降雨量\n（mm/h）","時","分","降雨量\n（mm/h）"]
[null,0,"0－10",null,6,"0－10",null,12,"0－10",null,18,"0－10"]
[null,null,"10－20",null,null,"10－20",null,null,"10－20",null,null,"10－20"]
[null,null,"20－30",null,null,"20－30",null,null,"20－30",null,null,"20－30"]
[null,null,"30－40",null,null,"30－40",null,null,"30－40",null,null,"30－40"]
[null,null,"40－50",null,null,"40－50",null,null,"40－50",null,null,"40－50"]
[null,null,"50－60",null,null,"50－60",null,null,"50－60",null,null,"50－60"]
[null,1,"0－10",null,7,"0－10",null,13,"0－10",null,19,"0－10"]
[null,null,"10－20",null,null,"10－20",null,null,"10－20",null,null,"10－20"]
[null,null,"20－30",null,null,"20－30",null,null,"20－30",null,null,"20－30"]
[null,null,"30－40",null,null,"30－40",null,null,"30－40",null,null,"30－40"]
[null,null,"40－50",null,null,"40－50",null,null,"40－50",null,null,"40－50"]
[null,null,"50－60",null,null,"50－60",null,null,"50－60",null,null,"50－60"]
[null,2,"0－10",null,8,"0－10",null,14,"0－10",null,20,"0－10"]
[null,null,"10－20",null,null,"10－20",null,null,"10－20",null,null,"10－20"]
[null,null,"20－30",null,null,"20－30",null,null,"20－30",null,null,"20－30"]
[null,null,"30－40",null,null,"30－40",null,null,"30－40",null,null,"30－40"]
[null,null,"40－50",null,null,"40－50",null,null,"40－50",null,null,"40－50"]
[null,null,"50－60",null,null,"50－60",null,null,"50－60",null,null,"50－60"]
[null,3,"0－10",null,9,"0－10",null,15,"0－10",null,21,"0－10"]
[null,null,"10－20",null,null,"10－20",null,null,"10－20",null,null,"10－20"]
[null,null,"20－30",null,null,"20－30",null,null,"20－30",null,null,"20－30"]
[null,null,"30－40",null,null,"30－40",null,null,"30－40",null,null,"30－40"]
[null,null,"40－50",null,null,"40－50",null,null,"40－50",null,null,"40－50"]
[null,null,"50－60",null,null,"50－60",null,null,"50－60",null,null,"50－60"]
[null,4,"0－10",null,10,"0－10",null,16,"0－10",null,22,"0－10"]
[null,null,"10－20",null,null,"10－20",null,null,"10－20",null,null,"10－20"]
[null,null,"20－30",null,null,"20－30",null,null,"20－30",null,null,"20－30"]
[null,null,"30－40",null,null,"30－40",null,null,"30－40",null,null,"30－40"]
[null,null,"40－50",null,null,"40－50",null,null,"40－50",null,null,"40－50"]
[null,null,"50－60",null,null,"50－60",null,null,"50－60",null,null,"50－60"]
[null,5,"0－10",null,11,"0－10",null,17,"0－10",null,23,"0－10"]
[null,null,"10－20",null,null,"10－20",null,null,"10－20",null,null,"10－20"]
[null,null,"20－30",null,null,"20－30",null,null,"20－30",null,null,"20－30"]
[null,null,"30－40",null,null,"30－40",null,null,"30－40",null,null,"30－40"]
[null,null,"40－50",null,null,"40－50",null,null,"40－50",null,null,"40－50"]
[null,null,"50－60",null,null,"50－60",null,null,"50－60",null,null,"50－60"]

{"sheet":"３．流出抑制施設諸元 （一定量）","index":16,"n_rows":60,"n_cols":13,"rows_kept":60,"cut":false,"hidden":true,"merged":[[20,10,21,10],[20,11,21,11],[20,12,21,12],[5,11,5,12],[6,10,7,10],[6,11,7,11],[6,12,7,12],[19,11,19,12],[33,9,35,9],[33,10,35,10],[33,11,35,11],[34,2,35,2],[34,3,35,3],[33,5,33,7],[47,5,47,7],[47,9,49,9],[47,10,49,10],[47,11,49,11],[48,2,49,2],[48,3,49,3],[33,1,35,1],[33,2,33,3],[33,4,35,4],[47,1,49,1],[47,2,47,3],[47,4,49,4],[19,5,19,7],[19,9,21,9],[5,1,7,1],[5,2,5,3],[5,4,7,4],[5,5,5,7],[5,9,7,9],[6,2,7,2],[6,3,7,3],[19,1,21,1],[19,2,19,3],[19,4,21,4],[20,2,21,2],[20,3,21,3]]}
[]
["３．流出抑制施設諸元"]
[null,"浸透施設諸元",null,null,null,null,null,null,null,"空隙貯留量諸元"]
[null,"浸透能力",0,"m3/s",null,null,null,null,null,"空隙貯留量",0,"m3"]
[]
[null,"【浸透マス】","単位設計浸透能（ｍ3/ｈｒ/個）",null,"設置数量\n（個）","影響係数",null,null,null,"【浸透マス】\n1個あたり","ます部","砕石部"]
[null,null,"比浸透量（㎡）","飽和透水係数\n（m/hr）",null,"（1）","（2）","（3）",null,null,"体積\n（ｍ3）","体積\n（ｍ3）","空隙率\n（％）"]
[null,null,null,null,null,"内容（１）","内容（２）","内容（３）"]
[null,1,null,null,null,null,null,null,null,1]
[null,2,null,null,null,null,null,null,null,2]
[null,3,null,null,null,null,null,null,null,3]
[null,4,null,null,null,null,null,null,null,4]
[null,5,null,null,null,null,null,null,null,5]
[null,6,null,null,null,null,null,null,null,6]
[null,7,null,null,null,null,null,null,null,7]
[null,8,null,null,null,null,null,null,null,8]
[null,9,null,null,null,null,null,null,null,9]
[null,10,null,null,null,null,null,null,null,10]
[]
[null,"【浸透トレンチ】","単位設計浸透能（ｍ3/ｈｒ/m）",null,"設置数量\n（ｍ）","影響係数",null,null,null,"【浸透トレンチ】\n1mあたり","浸透管部","砕石部"]
[null,null,"比浸透量（㎡）","飽和透水係数\n（m/hr）",null,"（1）","（2）","（3）",null,null,"体積\n（ｍ3）","体積\n（ｍ3）","空隙率\n（％）"]
[null,null,null,null,null,"内容（１）","内容（２）","内容（３）"]
[null,1,null,null,null,null,null,null,null,1]
[null,2,null,null,null,null,null,null,null,2]
[null,3,null,null,null,null,null,null,null,3]
[null,4,null,null,null,null,null,null,null,4]
[null,5,null,null,null,null,null,null,null,5]
[null,6,null,null,null,null,null,null,null,6]
[null,7,null,null,null,null,null,null,null,7]
[null,8,null,null,null,null,null,null,null,8]
[null,9,null,null,null,null,null,null,null,9]
[null,10,null,null,null,null,null,null,null,10]
[]
[null,"【透水性舗装】","単位設計浸透能（ｍ3/ｈｒ/㎡）",null,"設置数量\n（㎡）","影響係数",null,null,null,"【透水性塗装】","体積\n（ｍ3）","空隙率\n（％）"]
[null,null,"比浸透量（㎡）","飽和透水係数\n（m/hr）",null,"（1）","（2）","（3）"]
[null,null,null,null,null,"内容（１）","内容（２）","内容（３）"]
[null,1,null,null,null,null,null,null,null,1]
[null,2,null,null,null,null,null,null,null,2]
[null,3,null,null,null,null,null,null,null,3]
[null,4,null,null,null,null,null,null,null,4]
[null,5,null,null,null,null,null,null,null,5]
[null,6,null,null,null,null,null,null,null,6]
[null,7,null,null,null,null,null,null,null,7]
[null,8,null,null,null,null,null,null,null,8]
[null,9,null,null,null,null,null,null,null,9]
[null,10,null,null,null,null,null,null,null,10]
[]
[null,"【その他】","単位設計浸透能（ｍ3/ｈｒ/単位）",null,"設置数量\n（単位）","影響係数",null,null,null,"【その他】","体積\n（ｍ3）","空隙率\n（％）"]
[null,null,"比浸透量（㎡）","飽和透水係数\n（m/hr）",null,"（1）","（2）","（3）"]
[null,null,null,null,null,"内容（１）","内容（２）","内容（３）"]
[null,1,null,null,null,null,null,null,null,1]
[null,2,null,null,null,null,null,null,null,2]
[null,3,null,null,null,null,null,null,null,3]
[null,4,null,null,null,null,null,null,null,4]
[null,5,null,null,null,null,null,null,null,5]
[null,6,null,null,null,null,null,null,null,6]
[null,7,null,null,null,null,null,null,null,7]
[null,8,null,null,null,null,null,null,null,8]
[null,9,null,null,null,null,null,null,null,9]
[null,10,null,null,null,null,null,null,null,10]

{"sheet":"３．流出抑制施設諸元 （浸透施設）","index":17,"n_rows":62,"n_cols":19,"rows_kept":62,"cut":false,"hidden":true,"merged":[[57,1,57,2],[58,1,58,2],[59,1,59,6],[50,1,50,2],[51,1,51,2],[52,1,52,2],[53,1,53,2],[56,1,56,2],[56,6,56,7],[49,1,49,2],[41,6,43,6],[41,7,41,8],[48,1,48,2],[41,12,41,13],[42,12,43,12],[42,13,43,13],[42,11,43,11],[42,7,43,7],[41,10,43,10],[44,1,44,2],[45,1,45,2],[46,1,46,2],[47,1,47,2],[42,8,43,8],[41,5,43,5],[33,1,33,2],[34,1,34,2],[35,1,35,2],[37,1,37,2],[38,1,38,2],[36,1,36,2],[39,1,39,2],[41,1,43,2],[41,3,41,4],[42,3,43,3],[42,4,43,4],[27,18,29,18],[28,3,29,3],[28,4,29,4],[28,7,29,7],[28,8,29,8],[27,16,29,16],[27,17,29,17],[27,10,29,10],[27,15,29,15],[27,7,27,8],[27,12,27,13],[28,11,29,11],[28,12,29,12],[28,13,29,13],[31,1,31,2],[32,1,32,2],[25,1,25,6],[27,1,29,2],[27,3,27,4],[27,5,29,5],[27,6,29,6],[30,1,30,2],[20,1,20,2],[20,9,20,10],[21,1,21,2],[21,9,21,10],[22,1,22,2],[22,9,22,10],[19,1,19,2],[19,9,19,10],[12,1,13,1],[12,6,12,7],[13,6,13,7],[14,1,14,6],[15,1,15,3],[16,1,16,2],[16,9,16,10],[17,1,17,2],[17,9,17,10],[18,1,18,2],[18,9,18,10],[10,1,11,1],[10,6,10,7],[11,6,11,7],[4,7,4,8],[6,1,6,6],[8,1,8,2],[9,1,9,2],[9,6,9,7]]}
[]
["３．流出抑制施設諸元"]
[]
[]
[]
["透水性舗装"]
[]
[null,"基本諸元"]
[null,"設置数量(舗装面積) (m2)"]
[null,"飽和透水係数 （m/hr）",null,null,null,null,"上層路盤での貯留率(%)",null,{"$f":"L21","v":0}]
[null,"比浸透量算定定数\nK=aH+b","a",null,null,null,"下層路盤での貯留率(%)",null,{"$f":"L22","v":0}]
[null,null,"b",null,null,null,"下層路盤厚(mm)",null,{"$f":"D22","v":0}]
[null,"目詰まり\n係数","C1",null,null,null,"下層路盤での貯留量(mm)",null,{"$f":"M22","v":0}]
[null,null,"C2",null,null,null,"貯留量の合計(mm)",null,{"$f":"M23","v":0}]
[]
[null,"貯留率と水拘束率"]
[null,null,null,"厚さ(mm)","空気間隙率\n(%)","空気間隙率との関係","水拘束率\n(%)","水拘束量\n(mm)","貯留率\n(%)","貯留量\n(mm)",null,"STEP2での\n貯留率\n(%)","STEP2での\n貯留量\n(mm)"]
[null,"関係式",null,"a","b","b'","c","a×c/100","d (=b+b')","a×d/100",null,"d-c","a×(d-c)/100"]
[null,"表層",null,null,null,null,null,{"$f":"D19*G19/100","v":0},{"$f":"E19+F19","v":0},{"$f":"D19*I19/100","v":0},null,{"$f":"I19-G19","v":0},{"$f":"D19*(I19-G19)/100","v":0}]
[null,"中間層・基層",null,null,null,null,null,{"$f":"D20*G20/100","v":0},{"$f":"E20+F20","v":0},{"$f":"D20*I20/100","v":0},null,{"$f":"I20-G20","v":0},{"$f":"D20*(I20-G20)/100","v":0}]
[null,"上層路盤",null,null,null,null,null,{"$f":"D21*G21/100","v":0},{"$f":"E21+F21","v":0},{"$f":"D21*I21/100","v":0},null,{"$f":"I21-G21","v":0},{"$f":"D21*(I21-G21)/100","v":0}]
[null,"下層路盤",null,null,null,null,null,{"$f":"D22*G22/100","v":0},{"$f":"E22+F22","v":0},{"$f":"D22*I22/100","v":0},null,{"$f":"I22-G22","v":0},{"$f":"D22*(I22-G22)/100","v":0}]
[null,"合計",null,{"$f":"SUM(D19:D22)","v":0},"-","-","-",{"$f":"SUM(H19:H22)","v":0},"-",{"$f":"SUM(J19:J22)","v":0},null,"-",{"$f":"SUM(M19:M22)","v":0}]
[]
["浸透マス・トレンチ"]
[]
[null,"浸透能諸元",null,null,null,null,null,null,null,null,"空隙貯留諸元"]
[null,"【浸透マス】",null,"単位設計浸透能（ｍ3/ｈｒ/個）",null,"設置数量\n（個）","設計水頭\n(m)","影響係数",null,null,"【浸透マス】\n1個あたり","ます部","砕石部",null,null,"Σ","設計浸透量","平均設計水頭","設計空隙貯留量"]
[null,null,null,"比浸透量（㎡）","飽和透水係数\n（m/hr）",null,null,"地下水位\n係数","目詰まり\n係数",null,null,"体積\n（ｍ3）","体積\n（ｍ3）","空隙率\n（％）"]
[null,null,null,null,null,null,null,null,null,null,null,null,null,null,"小計"]
[null,1,null,null,null,null,null,1,1,null,1,null,null,null,null,{"$f":"D31*E31*F31*G31*H31*I31","v":0},{"$f":"D31*E31*F31*H31*I31","v":0},null,{"$f":"L31*M31/100","v":0}]
[null,2,null,null,null,null,null,1,1,null,2,null,null,null,null,{"$f":"D32*E32*F32*G32*H32*I32","v":0},{"$f":"D32*E32*F32*H32*I32","v":0},null,0]
[null,3,null,null,null,null,null,1,1,null,3,null,null,null,null,0,0,null,0]
[null,4,null,null,null,null,null,1,1,null,4,null,null,null,null,0,0,null,0]
[null,5,null,null,null,null,null,1,1,null,5,null,null,null,null,0,0,null,0]
[null,6,null,null,null,null,null,1,1,null,6,null,null,null,null,0,0,null,0]
[null,7,null,null,null,null,null,1,1,null,7,null,null,null,null,0,0,null,0]
[null,8,null,null,null,null,null,1,1,null,8,null,null,null,null,0,0,null,0]
[null,9,null,null,null,null,null,1,1,null,9,null,null,null,null,0,0,null,0]
[null,10,null,null,null,null,null,1,1,null,10,null,null,null,null,0,0,null,0]
[]
[null,"【浸透トレンチ】",null,"単位設計浸透能（ｍ3/ｈｒ/m）",null,"設置数量\n（ｍ）","設計水頭\n(m)","影響係数",null,null,"【浸透トレンチ】\n1mあたり","浸透管部","砕石部"]
[null,null,null,"比浸透量（㎡）","飽和透水係数\n（m/hr）",null,null,"地下水位\n係数","目詰まり\n係数",null,null,"体積\n（ｍ3）","体積\n（ｍ3）","空隙率\n（％）"]
[]
[null,1,null,null,null,null,null,1,1,null,1,null,null,null,null,{"$f":"D45*E45*F45*G45*H45*I45","v":0},{"$f":"D45*E45*F45*H45*I45","v":0},null,{"$f":"L45*M45/100","v":0}]
[null,2,null,null,null,null,null,1,1,null,2,null,null,null,null,{"$f":"D46*E46*F46*G46*H46*I46","v":0},{"$f":"D46*E46*F46*H46*I46","v":0},null,0]
[null,3,null,null,null,null,null,1,1,null,3,null,null,null,null,0,0,null,0]
[null,4,null,null,null,null,null,1,1,null,4,null,null,null,null,0,0,null,0]
[null,5,null,null,null,null,null,1,1,null,5,null,null,null,null,0,0,null,0]
[null,6,null,null,null,null,null,1,1,null,6,null,null,null,null,0,0,null,0]
[null,7,null,null,null,null,null,1,1,null,7,null,null,null,null,0,0,null,0]
[null,8,null,null,null,null,null,1,1,null,8,null,null,null,null,0,0,null,0]
[null,9,null,null,null,null,null,1,1,null,9,null,null,null,null,0,0,null,0]
[null,10,null,null,null,null,null,1,1,null,10,null,null,null,null,0,0,null,0]
[]
[null,"統合諸元"]
[null,"設計浸透能(m3/hr)",null,{"$f":"Q59","v":0}]
[null,"平均設計水頭(m)",null,{"$f":"IF(D57>0,+R59,0)","v":0}]
[null,"設計空隙貯留量(m3)",null,{"$f":"S59","v":0},null,null,null,null,null,null,null,null,null,null,"総合計",{"$f":"P61+P62","v":0},{"$f":"Q61+Q62","v":0},{"$f":"P59/Q59","v":{"$error":"#DIV/0!"}},{"$f":"S61+S62","v":0}]
[]
[null,null,null,null,null,null,null,null,null,null,null,null,null,null,"マス",{"$f":"SUM(P31:P40)","v":0},{"$f":"SUM(Q31:Q40)","v":0},{"$f":"P61/Q61","v":{"$error":"#DIV/0!"}},{"$f":"SUM(S31:S40)","v":0}]
[null,null,null,null,null,null,null,null,null,null,null,null,null,null,"トレンチ",{"$f":"SUM(P45:P54)","v":0},{"$f":"SUM(Q45:Q54)","v":0},{"$f":"P62/Q62","v":{"$error":"#DIV/0!"}},{"$f":"SUM(S45:S54)","v":0}]

{"sheet":"３．流出抑制施設諸元（調整池諸元）","index":18,"n_rows":13,"n_cols":5,"rows_kept":13,"cut":false,"hidden":true,"merged":[[5,1,5,2],[6,1,9,1],[10,1,10,2]]}
[]
["３．流出抑制施設諸元"]
[null,"　（※流出抑制施設の配置位置（平面図）、構造諸元のわかる図面を添付すること）"]
[null,"調整池諸元"]
[null,"放流口径（2段オリフィスの場合は、上・下段の雨諸元を記載）"]
[null,null,null,"下段","上段（２段オリフィスの場合）"]
[null,"放流口形状","形状"]
[null,null,"直径"]
[null,null,"高さ"]
[null,null,"幅"]
[null,"管底位置（池底から）"]
[]
[null,"Ｈ","Ｖ"]

{"sheet":"３．流出抑制施設諸元（調整池諸元_ポンプ排水）","index":19,"n_rows":6,"n_cols":6,"rows_kept":6,"cut":false,"hidden":true,"merged":[]}
[]
["３．流出抑制施設諸元（ポンプ排水）"]
[null,"　（※流出抑制施設の配置位置（平面図）、構造諸元のわかる図面を添付すること）"]
[]
[null,"調整池諸元",null,null,"ポンプ諸元"]
[null,"Ｈ","Ｖ",null,"Ｈ","Q"]

{"sheet":"３．流出抑制施設諸元 （調節計算結果）","index":20,"n_rows":5,"n_cols":16,"rows_kept":5,"cut":false,"hidden":true,"merged":[]}
[]
["３．流出抑制施設諸元",null,null,null,null,null,null,null,null,null,"時刻","行為後流入量","浸透考慮後流入量","許容放流量","調節後放流量","調整池水位"]
["調節計算結果"]
[null,"最大流入量（行為後）",null,"m3/s"]
[null,"最大放流量",null,"m3/s","＜","許容放流量",null,"m3/s"]